## Inputs-Results
Des # | [6 empty] | This spreadsheet is used to calculate the bypass of grass inlets such as Type 12 and Type 7's. To use, simply fill in the yellow cells on this sheet for the inlets in your project. Check the common errors on the far right of this spreadsheet to assure there are no immediate errors that need corrected. If an inlet is to be replaced,assume a P-12 inlet even if an N-12 is intended to be installed. This provides the ability to switch the inlet back to a P-12 should there be a construction issue. Then use the summary table tab to put the refined results into the hydraulics report and memo.
Location
Computed by |  |  |  | Date
Checked by |  |  |  | Date
Grass Inlet Hydraulic Computations
Structure Info | [5 empty] | Hydrology |  | Pipe Hydraulics From Pipe Model |  |  | Flow |  | Misc. Elevations |  |  |  |  | Ditch info | [12 empty] | Results | [5 empty] | common errors
Str. # (if none, simply do 1-30) | Inlet Type | Slope of P or N inlets (H:1) | Clogging Factor % (if not standard) | Sag or On-grade | Str. # Bypass Goes To | Design Storm Frequency | Individual Drainage Area Q (cfs) | HGL of Pipe Analysis (ft) | Outlet Pipe Size (in) | Pipe Bypass from Model (cfs) | Total Run-by Q going to inlet (cfs) | Total Q (cfs) | Known Bottom of Grate Station | FL of Grate Elev (ft) | On-grade Berm Elev (ft) | On-grade Berm Thickness (ft) (if no input, assumes 3 ft if berm present) | Serviceability Elev. (Low Edge of Travel Lane) | Left Station Top of Bank | Left Top of Bank Elev | Left Station Toe of Slope | Left Toe of Slope Elev | Flowline Station | Flowline Elev | Right Station Toe of Slope | Right Toe of Slope Elev | Right Station Top of Bank | Right Top of Bank Elev | Manning's n | Channel Slope if on-grade (ft/ft) | If N-12 or P12, side of channel | Clogging Factor | Flow Depth over Inlet or over Berm (ft) | HGL Elev (ft) | Q intercepted (cfs) | Individual Structure Run By (Cfs) | Inlet side cover depth | P or N Inlet fits? | Channel size adequate? | water encroaches onto road? | Flowline station on correct side of channel?
[11 empty] | 0 | 0 | [18 empty] | 0% | #N/A | #N/A | #N/A | #N/A |  | #N/A |  | #N/A
[11 empty] | 0 | 0 | [18 empty] | 0% | #N/A | #N/A | #N/A | #N/A |  | #N/A |  | #N/A
[11 empty] | 0 | 0 | [18 empty] | 0% | #N/A | #N/A | #N/A | #N/A |  | #N/A |  | #N/A
[11 empty] | 0 | 0 | [18 empty] | 0% | #N/A | #N/A | #N/A | #N/A |  | #N/A |  | #N/A
[11 empty] | 0 | 0 | [18 empty] | 0% | #N/A | #N/A | #N/A | #N/A |  | #N/A |  | #N/A
[11 empty] | 0 | 0 | [18 empty] | 0% | #N/A | #N/A | #N/A | #N/A |  | #N/A |  | #N/A
[11 empty] | 0 | 0 | [18 empty] | 0% | #N/A | #N/A | #N/A | #N/A |  | #N/A |  | #N/A
[11 empty] | 0 | 0 | [18 empty] | 0% | #N/A | #N/A | #N/A | #N/A |  | #N/A |  | #N/A
[11 empty] | 0 | 0 | [18 empty] | 0% | #N/A | #N/A | #N/A | #N/A |  | #N/A |  | #N/A
[11 empty] | 0 | 0 | [18 empty] | 0% | #N/A | #N/A | #N/A | #N/A |  | #N/A |  | #N/A
[11 empty] | 0 | 0 | [18 empty] | 0% | #N/A | #N/A | #N/A | #N/A |  | #N/A |  | #N/A
[11 empty] | 0 | 0 | [18 empty] | 0% | #N/A | #N/A | #N/A | #N/A |  | #N/A |  | #N/A
[11 empty] | 0 | 0 | [18 empty] | 0% | #N/A | #N/A | #N/A | #N/A |  | #N/A |  | #N/A
[11 empty] | 0 | 0 | [18 empty] | 0% | #N/A | #N/A | #N/A | #N/A |  | #N/A |  | #N/A
[11 empty] | 0 | 0 | [18 empty] | 0% | #N/A | #N/A | #N/A | #N/A |  | #N/A |  | #N/A
[11 empty] | 0 | 0 | [18 empty] | 0% | #N/A | #N/A | #N/A | #N/A |  | #N/A |  | #N/A
[11 empty] | 0 | 0 | [18 empty] | 0% | #N/A | #N/A | #N/A | #N/A |  | #N/A |  | #N/A
[11 empty] | 0 | 0 | [18 empty] | 0% | #N/A | #N/A | #N/A | #N/A |  | #N/A |  | #N/A
[11 empty] | 0 | 0 | [18 empty] | 0% | #N/A | #N/A | #N/A | #N/A |  | #N/A |  | #N/A
[11 empty] | 0 | 0 | [18 empty] | 0% | #N/A | #N/A | #N/A | #N/A |  | #N/A |  | #N/A
[11 empty] | 0 | 0 | [18 empty] | 0% | #N/A | #N/A | #N/A | #N/A |  | #N/A |  | #N/A
[11 empty] | 0 | 0 | [18 empty] | 0% | #N/A | #N/A | #N/A | #N/A |  | #N/A |  | #N/A
[11 empty] | 0 | 0 | [18 empty] | 0% | #N/A | #N/A | #N/A | #N/A |  | #N/A |  | #N/A
[11 empty] | 0 | 0 | [18 empty] | 0% | #N/A | #N/A | #N/A | #N/A |  | #N/A |  | #N/A
[11 empty] | 0 | 0 | [18 empty] | 0% | #N/A | #N/A | #N/A | #N/A |  | #N/A |  | #N/A
[11 empty] | 0 | 0 | [18 empty] | 0% | #N/A | #N/A | #N/A | #N/A |  | #N/A |  | #N/A
[11 empty] | 0 | 0 | [18 empty] | 0% | #N/A | #N/A | #N/A | #N/A |  | #N/A |  | #N/A
Notes:
1) Only input information into yellow highlighted cells on this "Inputs-Results" tab. No other sheet should be touched.7)
2) If you do not have a berm, simply do not input those values in the yellow cells.
3) The P12 and N12 grate width was updated to be the effective flow length instead of including the lip of the casting as the standalone on-grade spreadsheet has
4) The 50% clogging factor was included with the on-grade E7 calcs. The original spreadsheet did not perform this calculation on the on-grade part.
5) for the E7 inlet bypass, the original spreadsheet uses a full channel flow and velocity assumption whereas this spreadsheet is more precise using the actual depth of the channel based on the a surveyed channel instead of a standard trapezoidal channel. This does impact the intercepted and bypass flow and that is also the reason for the difference in channel depth.
6) If a P or N inlet does not have a specified station of where the bottom is located, it will automatically choose the toe of slope pending on the side of channel it is on.
7) For berm calculations, the calculations look at what it would be like if the inlet was in a sag up to the elevation of the berm. Once the berm is reached and there is flow still in effect, the flow is calculated using broad crested weir and the total depth over the inlet in 0.2 ft stages and the results returns that interpolated value. If the depth of water is over a foot above the berm, you may need to check the flows as this is a lot of flow for a median.
8) if you have errors, please check for common errors that would pop up to the right of the results that may have occured and can easily be addressed.
Disclaimer: “This spreadsheet is intended as a tool to provide convenience in hydraulic design. There is no guarantee, either implied or explicit, as to the accuracy or reliability of the results provided by this spreadsheet. By using this spreadsheet, the user agrees to take full responsibility for the input data and for the interpretation and use of the spreadsheet results.”

## Summary Table
Paste these results in the memo and report
Str. # | Inlet Type | Location | Grate Elev | Berm Elev | Serviceability Elev | Inlet HGL | Pipe HGL | Pipe size

## Standard Data
Lists
sag | Type 7 | Top of R Bank | left
on-grade | P-12 | Top of L Bank | right
| N-12 | Toe of R bank | center (Berm)
Toe of L bank
FL
Inlet Type | Perimeter* (ft) | Calculated Perimeter (ft) | Area (sf) | Grate Width (ft) | Grate Length (ft) | Neenah Type | Splash-over Vel | Clogging Factor
Type 7 | 11.3 | 8.5 | 3.3 | 2.8333 | 2.8333 | R4215-C | 5.95 | 50%
| area of 1 opening | weir length along base | side weir length | # of small openings | Clogging Factor | Splash over Vel
P-inlet | 0.11 | 2.24 | 3.63 | 90 | 0% | 4.84
N-inlet | 0.11 | 2.24 | 7.26 | 180 | 0% | 4.84
*Note, Neenah computes perimeter of curb inlets to be 2xWidth + 1xLength, but for grates without curb boxes it computes Perimeter to be 2xWidth+2xLength Therefore a measured length was found for the actual openings
Table 8-1 English Units
[9 empty] | Weir Eqn Hec-22, eqn 7.14 | Broad Crested Weir Coefficient C Values as a function of Weir Crest Breadth and Head
[9 empty] | Q=C*A*(2*g*d)^0.5 |  | Breadth (thickness) of Crest of Weir (ft)
[9 empty] | d=(Q/(C*((2*g)^0.5)*P))^0.67 | Head (ft) | 0.5 | 0.75 | 1 | 1.5 | 2 | 2.5 | 3 | 4 | 5 | 10 | 15 | 0
[9 empty] | C=0.37 | 0.2 | 0.5 | 2.75 | 2.69 | 2.62 | 2.54 | 2.48 | 2.44 | 2.38 | 2.34 | 2.49 | 2.68
[10 empty] | 0.4 | 2.8 | 2.8 | 2.72 | 2.64 | 2.61 | 2.6 | 2.58 | 2.54 | 2.5 | 2.56 | 2.7
[10 empty] | 0.6 | 2.92 | 2.89 | 2.75 | 2.64 | 2.61 | 2.6 | 2.68 | 2.69 | 2.7 | 2.7 | 2.7
[10 empty] | 0.8 | 3.08 | 3.04 | 2.85 | 2.68 | 2.6 | 2.6 | 2.67 | 2.68 | 2.68 | 2.69 | 2.64
[9 empty] | Orifice Eqn Hec-22, eqn 7.15 | 1 | 3.3 | 3.14 | 2.98 | 2.75 | 2.66 | 2.64 | 2.65 | 2.67 | 2.68 | 2.68 | 2.63
[9 empty] | Q=C*(2*g)^0.5*p*d^1.5 | 1.2 | 3.32 | 3.2 | 3.08 | 2.86 | 2.7 | 2.65 | 2.64 | 2.67 | 2.66 | 2.69 | 2.64
[9 empty] | d=((Q/0.37*A)^2)/2g | 1.4 | 3.32 | 3.26 | 3.2 | 2.92 | 2.77 | 2.68 | 2.64 | 2.65 | 2.65 | 2.67 | 2.64
[9 empty] | C=0.67 | 1.6 | 3.32 | 3.29 | 3.28 | 3.07 | 2.89 | 2.75 | 2.68 | 2.66 | 2.65 | 2.64 | 2.63
[10 empty] | 1.8 | 3.32 | 3.32 | 3.34 | 3.07 | 2.88 | 2.74 | 2.68 | 2.66 | 2.65 | 2.64 | 2.63
[10 empty] | 2 | 3.32 | 3.31 | 3.3 | 3.03 | 2.85 | 2.76 | 2.72 | 2.68 | 2.65 | 2.64 | 2.63
[10 empty] | 2.5 | 3.32 | 3.32 | 3.34 | 3.28 | 3.07 | 2.89 | 2.81 | 2.72 | 2.67 | 2.64 | 2.63
[10 empty] | 3 | 3.32 | 3.32 | 3.32 | 3.32 | 3.2 | 3.05 | 2.92 | 2.73 | 2.66 | 2.64 | 2.63
[10 empty] | 3.5 | 3.32 | 3.32 | 3.32 | 3.32 | 3.32 | 3.19 | 2.97 | 2.76 | 2.68 | 2.64 | 2.63
[10 empty] | 4 | 3.32 | 3.32 | 3.32 | 3.32 | 3.32 | 3.32 | 3.07 | 2.79 | 2.7 | 2.64 | 2.63
[10 empty] | 4.5 | 3.32 | 3.32 | 3.32 | 3.32 | 3.32 | 3.32 | 3.32 | 2.88 | 2.74 | 2.64 | 2.63
[10 empty] | 5 | 3.32 | 3.32 | 3.32 | 3.32 | 3.32 | 3.32 | 3.32 | 3.07 | 2.79 | 2.64 | 2.63
[10 empty] | 5.5 | 3.32 | 3.32 | 3.32 | 3.32 | 3.32 | 3.32 | 3.32 | 3.32 | 2.88 | 2.64 | 2.63

## Ditch Calculations
Channel Calcs
channel's str. # |  |  | Full channel area | Full wetted perimeter | Full Hyd Radius, R | Full Channel Q | full velocity v (ft/s) | 90% full | [5 empty] | 80% full | [5 empty] | 70% full | [5 empty] | 60% full | [5 empty] | 50% full | [5 empty] | 40% full | [5 empty] | 30% full | [5 empty] | 20% full | [5 empty] | 10% full
|  | depth (ft) | [5 empty] | depth | A | P | R | Q | velocity | depth | A | P | R | Q | velocity | depth | A | P | R | Q | velocity | depth | A | P | R | Q | velocity | depth | A | P | R | Q | velocity | depth | A | P | R | Q | velocity | depth | A | P | R | Q | velocity | depth | A | P | R | Q | velocity | depth | A | P | R | Q | velocity
0 |  | 0 | #DIV/0! | #DIV/0! | #DIV/0! | #DIV/0! | #DIV/0! | 0 | #DIV/0! | #DIV/0! | #DIV/0! | #DIV/0! | #DIV/0! | 0 | #DIV/0! | #DIV/0! | #DIV/0! | #DIV/0! | #DIV/0! | 0 | #DIV/0! | #DIV/0! | #DIV/0! | #DIV/0! | #DIV/0! | 0 | #DIV/0! | #DIV/0! | #DIV/0! | #DIV/0! | #DIV/0! | 0 | #DIV/0! | #DIV/0! | #DIV/0! | #DIV/0! | #DIV/0! | 0 | #DIV/0! | #DIV/0! | #DIV/0! | #DIV/0! | #DIV/0! | 0 | #DIV/0! | #DIV/0! | #DIV/0! | #DIV/0! | #DIV/0! | 0 | #DIV/0! | #DIV/0! | #DIV/0! | #DIV/0! | #DIV/0! | 0 | #DIV/0! | #DIV/0! | #DIV/0! | #DIV/0! | #DIV/0!
0 |  | 0 | #DIV/0! | #DIV/0! | #DIV/0! | #DIV/0! | #DIV/0! | 0 | #DIV/0! | #DIV/0! | #DIV/0! | #DIV/0! | #DIV/0! | 0 | #DIV/0! | #DIV/0! | #DIV/0! | #DIV/0! | #DIV/0! | 0 | #DIV/0! | #DIV/0! | #DIV/0! | #DIV/0! | #DIV/0! | 0 | #DIV/0! | #DIV/0! | #DIV/0! | #DIV/0! | #DIV/0! | 0 | #DIV/0! | #DIV/0! | #DIV/0! | #DIV/0! | #DIV/0! | 0 | #DIV/0! | #DIV/0! | #DIV/0! | #DIV/0! | #DIV/0! | 0 | #DIV/0! | #DIV/0! | #DIV/0! | #DIV/0! | #DIV/0! | 0 | #DIV/0! | #DIV/0! | #DIV/0! | #DIV/0! | #DIV/0! | 0 | #DIV/0! | #DIV/0! | #DIV/0! | #DIV/0! | #DIV/0!
0 |  | 0 | #DIV/0! | #DIV/0! | #DIV/0! | #DIV/0! | #DIV/0! | 0 | #DIV/0! | #DIV/0! | #DIV/0! | #DIV/0! | #DIV/0! | 0 | #DIV/0! | #DIV/0! | #DIV/0! | #DIV/0! | #DIV/0! | 0 | #DIV/0! | #DIV/0! | #DIV/0! | #DIV/0! | #DIV/0! | 0 | #DIV/0! | #DIV/0! | #DIV/0! | #DIV/0! | #DIV/0! | 0 | #DIV/0! | #DIV/0! | #DIV/0! | #DIV/0! | #DIV/0! | 0 | #DIV/0! | #DIV/0! | #DIV/0! | #DIV/0! | #DIV/0! | 0 | #DIV/0! | #DIV/0! | #DIV/0! | #DIV/0! | #DIV/0! | 0 | #DIV/0! | #DIV/0! | #DIV/0! | #DIV/0! | #DIV/0! | 0 | #DIV/0! | #DIV/0! | #DIV/0! | #DIV/0! | #DIV/0!
0 |  | 0 | #DIV/0! | #DIV/0! | #DIV/0! | #DIV/0! | #DIV/0! | 0 | #DIV/0! | #DIV/0! | #DIV/0! | #DIV/0! | #DIV/0! | 0 | #DIV/0! | #DIV/0! | #DIV/0! | #DIV/0! | #DIV/0! | 0 | #DIV/0! | #DIV/0! | #DIV/0! | #DIV/0! | #DIV/0! | 0 | #DIV/0! | #DIV/0! | #DIV/0! | #DIV/0! | #DIV/0! | 0 | #DIV/0! | #DIV/0! | #DIV/0! | #DIV/0! | #DIV/0! | 0 | #DIV/0! | #DIV/0! | #DIV/0! | #DIV/0! | #DIV/0! | 0 | #DIV/0! | #DIV/0! | #DIV/0! | #DIV/0! | #DIV/0! | 0 | #DIV/0! | #DIV/0! | #DIV/0! | #DIV/0! | #DIV/0! | 0 | #DIV/0! | #DIV/0! | #DIV/0! | #DIV/0! | #DIV/0!
0 |  | 0 | #DIV/0! | #DIV/0! | #DIV/0! | #DIV/0! | #DIV/0! | 0 | #DIV/0! | #DIV/0! | #DIV/0! | #DIV/0! | #DIV/0! | 0 | #DIV/0! | #DIV/0! | #DIV/0! | #DIV/0! | #DIV/0! | 0 | #DIV/0! | #DIV/0! | #DIV/0! | #DIV/0! | #DIV/0! | 0 | #DIV/0! | #DIV/0! | #DIV/0! | #DIV/0! | #DIV/0! | 0 | #DIV/0! | #DIV/0! | #DIV/0! | #DIV/0! | #DIV/0! | 0 | #DIV/0! | #DIV/0! | #DIV/0! | #DIV/0! | #DIV/0! | 0 | #DIV/0! | #DIV/0! | #DIV/0! | #DIV/0! | #DIV/0! | 0 | #DIV/0! | #DIV/0! | #DIV/0! | #DIV/0! | #DIV/0! | 0 | #DIV/0! | #DIV/0! | #DIV/0! | #DIV/0! | #DIV/0!
0 |  | 0 | #DIV/0! | #DIV/0! | #DIV/0! | #DIV/0! | #DIV/0! | 0 | #DIV/0! | #DIV/0! | #DIV/0! | #DIV/0! | #DIV/0! | 0 | #DIV/0! | #DIV/0! | #DIV/0! | #DIV/0! | #DIV/0! | 0 | #DIV/0! | #DIV/0! | #DIV/0! | #DIV/0! | #DIV/0! | 0 | #DIV/0! | #DIV/0! | #DIV/0! | #DIV/0! | #DIV/0! | 0 | #DIV/0! | #DIV/0! | #DIV/0! | #DIV/0! | #DIV/0! | 0 | #DIV/0! | #DIV/0! | #DIV/0! | #DIV/0! | #DIV/0! | 0 | #DIV/0! | #DIV/0! | #DIV/0! | #DIV/0! | #DIV/0! | 0 | #DIV/0! | #DIV/0! | #DIV/0! | #DIV/0! | #DIV/0! | 0 | #DIV/0! | #DIV/0! | #DIV/0! | #DIV/0! | #DIV/0!
0 |  | 0 | #DIV/0! | #DIV/0! | #DIV/0! | #DIV/0! | #DIV/0! | 0 | #DIV/0! | #DIV/0! | #DIV/0! | #DIV/0! | #DIV/0! | 0 | #DIV/0! | #DIV/0! | #DIV/0! | #DIV/0! | #DIV/0! | 0 | #DIV/0! | #DIV/0! | #DIV/0! | #DIV/0! | #DIV/0! | 0 | #DIV/0! | #DIV/0! | #DIV/0! | #DIV/0! | #DIV/0! | 0 | #DIV/0! | #DIV/0! | #DIV/0! | #DIV/0! | #DIV/0! | 0 | #DIV/0! | #DIV/0! | #DIV/0! | #DIV/0! | #DIV/0! | 0 | #DIV/0! | #DIV/0! | #DIV/0! | #DIV/0! | #DIV/0! | 0 | #DIV/0! | #DIV/0! | #DIV/0! | #DIV/0! | #DIV/0! | 0 | #DIV/0! | #DIV/0! | #DIV/0! | #DIV/0! | #DIV/0!
0 |  | 0 | #DIV/0! | #DIV/0! | #DIV/0! | #DIV/0! | #DIV/0! | 0 | #DIV/0! | #DIV/0! | #DIV/0! | #DIV/0! | #DIV/0! | 0 | #DIV/0! | #DIV/0! | #DIV/0! | #DIV/0! | #DIV/0! | 0 | #DIV/0! | #DIV/0! | #DIV/0! | #DIV/0! | #DIV/0! | 0 | #DIV/0! | #DIV/0! | #DIV/0! | #DIV/0! | #DIV/0! | 0 | #DIV/0! | #DIV/0! | #DIV/0! | #DIV/0! | #DIV/0! | 0 | #DIV/0! | #DIV/0! | #DIV/0! | #DIV/0! | #DIV/0! | 0 | #DIV/0! | #DIV/0! | #DIV/0! | #DIV/0! | #DIV/0! | 0 | #DIV/0! | #DIV/0! | #DIV/0! | #DIV/0! | #DIV/0! | 0 | #DIV/0! | #DIV/0! | #DIV/0! | #DIV/0! | #DIV/0!
0 |  | 0 | #DIV/0! | #DIV/0! | #DIV/0! | #DIV/0! | #DIV/0! | 0 | #DIV/0! | #DIV/0! | #DIV/0! | #DIV/0! | #DIV/0! | 0 | #DIV/0! | #DIV/0! | #DIV/0! | #DIV/0! | #DIV/0! | 0 | #DIV/0! | #DIV/0! | #DIV/0! | #DIV/0! | #DIV/0! | 0 | #DIV/0! | #DIV/0! | #DIV/0! | #DIV/0! | #DIV/0! | 0 | #DIV/0! | #DIV/0! | #DIV/0! | #DIV/0! | #DIV/0! | 0 | #DIV/0! | #DIV/0! | #DIV/0! | #DIV/0! | #DIV/0! | 0 | #DIV/0! | #DIV/0! | #DIV/0! | #DIV/0! | #DIV/0! | 0 | #DIV/0! | #DIV/0! | #DIV/0! | #DIV/0! | #DIV/0! | 0 | #DIV/0! | #DIV/0! | #DIV/0! | #DIV/0! | #DIV/0!
0 |  | 0 | #DIV/0! | #DIV/0! | #DIV/0! | #DIV/0! | #DIV/0! | 0 | #DIV/0! | #DIV/0! | #DIV/0! | #DIV/0! | #DIV/0! | 0 | #DIV/0! | #DIV/0! | #DIV/0! | #DIV/0! | #DIV/0! | 0 | #DIV/0! | #DIV/0! | #DIV/0! | #DIV/0! | #DIV/0! | 0 | #DIV/0! | #DIV/0! | #DIV/0! | #DIV/0! | #DIV/0! | 0 | #DIV/0! | #DIV/0! | #DIV/0! | #DIV/0! | #DIV/0! | 0 | #DIV/0! | #DIV/0! | #DIV/0! | #DIV/0! | #DIV/0! | 0 | #DIV/0! | #DIV/0! | #DIV/0! | #DIV/0! | #DIV/0! | 0 | #DIV/0! | #DIV/0! | #DIV/0! | #DIV/0! | #DIV/0! | 0 | #DIV/0! | #DIV/0! | #DIV/0! | #DIV/0! | #DIV/0!
0 |  | 0 | #DIV/0! | #DIV/0! | #DIV/0! | #DIV/0! | #DIV/0! | 0 | #DIV/0! | #DIV/0! | #DIV/0! | #DIV/0! | #DIV/0! | 0 | #DIV/0! | #DIV/0! | #DIV/0! | #DIV/0! | #DIV/0! | 0 | #DIV/0! | #DIV/0! | #DIV/0! | #DIV/0! | #DIV/0! | 0 | #DIV/0! | #DIV/0! | #DIV/0! | #DIV/0! | #DIV/0! | 0 | #DIV/0! | #DIV/0! | #DIV/0! | #DIV/0! | #DIV/0! | 0 | #DIV/0! | #DIV/0! | #DIV/0! | #DIV/0! | #DIV/0! | 0 | #DIV/0! | #DIV/0! | #DIV/0! | #DIV/0! | #DIV/0! | 0 | #DIV/0! | #DIV/0! | #DIV/0! | #DIV/0! | #DIV/0! | 0 | #DIV/0! | #DIV/0! | #DIV/0! | #DIV/0! | #DIV/0!
0 |  | 0 | #DIV/0! | #DIV/0! | #DIV/0! | #DIV/0! | #DIV/0! | 0 | #DIV/0! | #DIV/0! | #DIV/0! | #DIV/0! | #DIV/0! | 0 | #DIV/0! | #DIV/0! | #DIV/0! | #DIV/0! | #DIV/0! | 0 | #DIV/0! | #DIV/0! | #DIV/0! | #DIV/0! | #DIV/0! | 0 | #DIV/0! | #DIV/0! | #DIV/0! | #DIV/0! | #DIV/0! | 0 | #DIV/0! | #DIV/0! | #DIV/0! | #DIV/0! | #DIV/0! | 0 | #DIV/0! | #DIV/0! | #DIV/0! | #DIV/0! | #DIV/0! | 0 | #DIV/0! | #DIV/0! | #DIV/0! | #DIV/0! | #DIV/0! | 0 | #DIV/0! | #DIV/0! | #DIV/0! | #DIV/0! | #DIV/0! | 0 | #DIV/0! | #DIV/0! | #DIV/0! | #DIV/0! | #DIV/0!
0 |  | 0 | #DIV/0! | #DIV/0! | #DIV/0! | #DIV/0! | #DIV/0! | 0 | #DIV/0! | #DIV/0! | #DIV/0! | #DIV/0! | #DIV/0! | 0 | #DIV/0! | #DIV/0! | #DIV/0! | #DIV/0! | #DIV/0! | 0 | #DIV/0! | #DIV/0! | #DIV/0! | #DIV/0! | #DIV/0! | 0 | #DIV/0! | #DIV/0! | #DIV/0! | #DIV/0! | #DIV/0! | 0 | #DIV/0! | #DIV/0! | #DIV/0! | #DIV/0! | #DIV/0! | 0 | #DIV/0! | #DIV/0! | #DIV/0! | #DIV/0! | #DIV/0! | 0 | #DIV/0! | #DIV/0! | #DIV/0! | #DIV/0! | #DIV/0! | 0 | #DIV/0! | #DIV/0! | #DIV/0! | #DIV/0! | #DIV/0! | 0 | #DIV/0! | #DIV/0! | #DIV/0! | #DIV/0! | #DIV/0!
0 |  | 0 | #DIV/0! | #DIV/0! | #DIV/0! | #DIV/0! | #DIV/0! | 0 | #DIV/0! | #DIV/0! | #DIV/0! | #DIV/0! | #DIV/0! | 0 | #DIV/0! | #DIV/0! | #DIV/0! | #DIV/0! | #DIV/0! | 0 | #DIV/0! | #DIV/0! | #DIV/0! | #DIV/0! | #DIV/0! | 0 | #DIV/0! | #DIV/0! | #DIV/0! | #DIV/0! | #DIV/0! | 0 | #DIV/0! | #DIV/0! | #DIV/0! | #DIV/0! | #DIV/0! | 0 | #DIV/0! | #DIV/0! | #DIV/0! | #DIV/0! | #DIV/0! | 0 | #DIV/0! | #DIV/0! | #DIV/0! | #DIV/0! | #DIV/0! | 0 | #DIV/0! | #DIV/0! | #DIV/0! | #DIV/0! | #DIV/0! | 0 | #DIV/0! | #DIV/0! | #DIV/0! | #DIV/0! | #DIV/0!
0 |  | 0 | #DIV/0! | #DIV/0! | #DIV/0! | #DIV/0! | #DIV/0! | 0 | #DIV/0! | #DIV/0! | #DIV/0! | #DIV/0! | #DIV/0! | 0 | #DIV/0! | #DIV/0! | #DIV/0! | #DIV/0! | #DIV/0! | 0 | #DIV/0! | #DIV/0! | #DIV/0! | #DIV/0! | #DIV/0! | 0 | #DIV/0! | #DIV/0! | #DIV/0! | #DIV/0! | #DIV/0! | 0 | #DIV/0! | #DIV/0! | #DIV/0! | #DIV/0! | #DIV/0! | 0 | #DIV/0! | #DIV/0! | #DIV/0! | #DIV/0! | #DIV/0! | 0 | #DIV/0! | #DIV/0! | #DIV/0! | #DIV/0! | #DIV/0! | 0 | #DIV/0! | #DIV/0! | #DIV/0! | #DIV/0! | #DIV/0! | 0 | #DIV/0! | #DIV/0! | #DIV/0! | #DIV/0! | #DIV/0!
0 |  | 0 | #DIV/0! | #DIV/0! | #DIV/0! | #DIV/0! | #DIV/0! | 0 | #DIV/0! | #DIV/0! | #DIV/0! | #DIV/0! | #DIV/0! | 0 | #DIV/0! | #DIV/0! | #DIV/0! | #DIV/0! | #DIV/0! | 0 | #DIV/0! | #DIV/0! | #DIV/0! | #DIV/0! | #DIV/0! | 0 | #DIV/0! | #DIV/0! | #DIV/0! | #DIV/0! | #DIV/0! | 0 | #DIV/0! | #DIV/0! | #DIV/0! | #DIV/0! | #DIV/0! | 0 | #DIV/0! | #DIV/0! | #DIV/0! | #DIV/0! | #DIV/0! | 0 | #DIV/0! | #DIV/0! | #DIV/0! | #DIV/0! | #DIV/0! | 0 | #DIV/0! | #DIV/0! | #DIV/0! | #DIV/0! | #DIV/0! | 0 | #DIV/0! | #DIV/0! | #DIV/0! | #DIV/0! | #DIV/0!
0 |  | 0 | #DIV/0! | #DIV/0! | #DIV/0! | #DIV/0! | #DIV/0! | 0 | #DIV/0! | #DIV/0! | #DIV/0! | #DIV/0! | #DIV/0! | 0 | #DIV/0! | #DIV/0! | #DIV/0! | #DIV/0! | #DIV/0! | 0 | #DIV/0! | #DIV/0! | #DIV/0! | #DIV/0! | #DIV/0! | 0 | #DIV/0! | #DIV/0! | #DIV/0! | #DIV/0! | #DIV/0! | 0 | #DIV/0! | #DIV/0! | #DIV/0! | #DIV/0! | #DIV/0! | 0 | #DIV/0! | #DIV/0! | #DIV/0! | #DIV/0! | #DIV/0! | 0 | #DIV/0! | #DIV/0! | #DIV/0! | #DIV/0! | #DIV/0! | 0 | #DIV/0! | #DIV/0! | #DIV/0! | #DIV/0! | #DIV/0! | 0 | #DIV/0! | #DIV/0! | #DIV/0! | #DIV/0! | #DIV/0!
0 |  | 0 | #DIV/0! | #DIV/0! | #DIV/0! | #DIV/0! | #DIV/0! | 0 | #DIV/0! | #DIV/0! | #DIV/0! | #DIV/0! | #DIV/0! | 0 | #DIV/0! | #DIV/0! | #DIV/0! | #DIV/0! | #DIV/0! | 0 | #DIV/0! | #DIV/0! | #DIV/0! | #DIV/0! | #DIV/0! | 0 | #DIV/0! | #DIV/0! | #DIV/0! | #DIV/0! | #DIV/0! | 0 | #DIV/0! | #DIV/0! | #DIV/0! | #DIV/0! | #DIV/0! | 0 | #DIV/0! | #DIV/0! | #DIV/0! | #DIV/0! | #DIV/0! | 0 | #DIV/0! | #DIV/0! | #DIV/0! | #DIV/0! | #DIV/0! | 0 | #DIV/0! | #DIV/0! | #DIV/0! | #DIV/0! | #DIV/0! | 0 | #DIV/0! | #DIV/0! | #DIV/0! | #DIV/0! | #DIV/0!
0 |  | 0 | #DIV/0! | #DIV/0! | #DIV/0! | #DIV/0! | #DIV/0! | 0 | #DIV/0! | #DIV/0! | #DIV/0! | #DIV/0! | #DIV/0! | 0 | #DIV/0! | #DIV/0! | #DIV/0! | #DIV/0! | #DIV/0! | 0 | #DIV/0! | #DIV/0! | #DIV/0! | #DIV/0! | #DIV/0! | 0 | #DIV/0! | #DIV/0! | #DIV/0! | #DIV/0! | #DIV/0! | 0 | #DIV/0! | #DIV/0! | #DIV/0! | #DIV/0! | #DIV/0! | 0 | #DIV/0! | #DIV/0! | #DIV/0! | #DIV/0! | #DIV/0! | 0 | #DIV/0! | #DIV/0! | #DIV/0! | #DIV/0! | #DIV/0! | 0 | #DIV/0! | #DIV/0! | #DIV/0! | #DIV/0! | #DIV/0! | 0 | #DIV/0! | #DIV/0! | #DIV/0! | #DIV/0! | #DIV/0!
0 |  | 0 | #DIV/0! | #DIV/0! | #DIV/0! | #DIV/0! | #DIV/0! | 0 | #DIV/0! | #DIV/0! | #DIV/0! | #DIV/0! | #DIV/0! | 0 | #DIV/0! | #DIV/0! | #DIV/0! | #DIV/0! | #DIV/0! | 0 | #DIV/0! | #DIV/0! | #DIV/0! | #DIV/0! | #DIV/0! | 0 | #DIV/0! | #DIV/0! | #DIV/0! | #DIV/0! | #DIV/0! | 0 | #DIV/0! | #DIV/0! | #DIV/0! | #DIV/0! | #DIV/0! | 0 | #DIV/0! | #DIV/0! | #DIV/0! | #DIV/0! | #DIV/0! | 0 | #DIV/0! | #DIV/0! | #DIV/0! | #DIV/0! | #DIV/0! | 0 | #DIV/0! | #DIV/0! | #DIV/0! | #DIV/0! | #DIV/0! | 0 | #DIV/0! | #DIV/0! | #DIV/0! | #DIV/0! | #DIV/0!
0 |  | 0 | #DIV/0! | #DIV/0! | #DIV/0! | #DIV/0! | #DIV/0! | 0 | #DIV/0! | #DIV/0! | #DIV/0! | #DIV/0! | #DIV/0! | 0 | #DIV/0! | #DIV/0! | #DIV/0! | #DIV/0! | #DIV/0! | 0 | #DIV/0! | #DIV/0! | #DIV/0! | #DIV/0! | #DIV/0! | 0 | #DIV/0! | #DIV/0! | #DIV/0! | #DIV/0! | #DIV/0! | 0 | #DIV/0! | #DIV/0! | #DIV/0! | #DIV/0! | #DIV/0! | 0 | #DIV/0! | #DIV/0! | #DIV/0! | #DIV/0! | #DIV/0! | 0 | #DIV/0! | #DIV/0! | #DIV/0! | #DIV/0! | #DIV/0! | 0 | #DIV/0! | #DIV/0! | #DIV/0! | #DIV/0! | #DIV/0! | 0 | #DIV/0! | #DIV/0! | #DIV/0! | #DIV/0! | #DIV/0!
0 |  | 0 | #DIV/0! | #DIV/0! | #DIV/0! | #DIV/0! | #DIV/0! | 0 | #DIV/0! | #DIV/0! | #DIV/0! | #DIV/0! | #DIV/0! | 0 | #DIV/0! | #DIV/0! | #DIV/0! | #DIV/0! | #DIV/0! | 0 | #DIV/0! | #DIV/0! | #DIV/0! | #DIV/0! | #DIV/0! | 0 | #DIV/0! | #DIV/0! | #DIV/0! | #DIV/0! | #DIV/0! | 0 | #DIV/0! | #DIV/0! | #DIV/0! | #DIV/0! | #DIV/0! | 0 | #DIV/0! | #DIV/0! | #DIV/0! | #DIV/0! | #DIV/0! | 0 | #DIV/0! | #DIV/0! | #DIV/0! | #DIV/0! | #DIV/0! | 0 | #DIV/0! | #DIV/0! | #DIV/0! | #DIV/0! | #DIV/0! | 0 | #DIV/0! | #DIV/0! | #DIV/0! | #DIV/0! | #DIV/0!
0 |  | 0 | #DIV/0! | #DIV/0! | #DIV/0! | #DIV/0! | #DIV/0! | 0 | #DIV/0! | #DIV/0! | #DIV/0! | #DIV/0! | #DIV/0! | 0 | #DIV/0! | #DIV/0! | #DIV/0! | #DIV/0! | #DIV/0! | 0 | #DIV/0! | #DIV/0! | #DIV/0! | #DIV/0! | #DIV/0! | 0 | #DIV/0! | #DIV/0! | #DIV/0! | #DIV/0! | #DIV/0! | 0 | #DIV/0! | #DIV/0! | #DIV/0! | #DIV/0! | #DIV/0! | 0 | #DIV/0! | #DIV/0! | #DIV/0! | #DIV/0! | #DIV/0! | 0 | #DIV/0! | #DIV/0! | #DIV/0! | #DIV/0! | #DIV/0! | 0 | #DIV/0! | #DIV/0! | #DIV/0! | #DIV/0! | #DIV/0! | 0 | #DIV/0! | #DIV/0! | #DIV/0! | #DIV/0! | #DIV/0!
0 |  | 0 | #DIV/0! | #DIV/0! | #DIV/0! | #DIV/0! | #DIV/0! | 0 | #DIV/0! | #DIV/0! | #DIV/0! | #DIV/0! | #DIV/0! | 0 | #DIV/0! | #DIV/0! | #DIV/0! | #DIV/0! | #DIV/0! | 0 | #DIV/0! | #DIV/0! | #DIV/0! | #DIV/0! | #DIV/0! | 0 | #DIV/0! | #DIV/0! | #DIV/0! | #DIV/0! | #DIV/0! | 0 | #DIV/0! | #DIV/0! | #DIV/0! | #DIV/0! | #DIV/0! | 0 | #DIV/0! | #DIV/0! | #DIV/0! | #DIV/0! | #DIV/0! | 0 | #DIV/0! | #DIV/0! | #DIV/0! | #DIV/0! | #DIV/0! | 0 | #DIV/0! | #DIV/0! | #DIV/0! | #DIV/0! | #DIV/0! | 0 | #DIV/0! | #DIV/0! | #DIV/0! | #DIV/0! | #DIV/0!
0 |  | 0 | #DIV/0! | #DIV/0! | #DIV/0! | #DIV/0! | #DIV/0! | 0 | #DIV/0! | #DIV/0! | #DIV/0! | #DIV/0! | #DIV/0! | 0 | #DIV/0! | #DIV/0! | #DIV/0! | #DIV/0! | #DIV/0! | 0 | #DIV/0! | #DIV/0! | #DIV/0! | #DIV/0! | #DIV/0! | 0 | #DIV/0! | #DIV/0! | #DIV/0! | #DIV/0! | #DIV/0! | 0 | #DIV/0! | #DIV/0! | #DIV/0! | #DIV/0! | #DIV/0! | 0 | #DIV/0! | #DIV/0! | #DIV/0! | #DIV/0! | #DIV/0! | 0 | #DIV/0! | #DIV/0! | #DIV/0! | #DIV/0! | #DIV/0! | 0 | #DIV/0! | #DIV/0! | #DIV/0! | #DIV/0! | #DIV/0! | 0 | #DIV/0! | #DIV/0! | #DIV/0! | #DIV/0! | #DIV/0!
0 |  | 0 | #DIV/0! | #DIV/0! | #DIV/0! | #DIV/0! | #DIV/0! | 0 | #DIV/0! | #DIV/0! | #DIV/0! | #DIV/0! | #DIV/0! | 0 | #DIV/0! | #DIV/0! | #DIV/0! | #DIV/0! | #DIV/0! | 0 | #DIV/0! | #DIV/0! | #DIV/0! | #DIV/0! | #DIV/0! | 0 | #DIV/0! | #DIV/0! | #DIV/0! | #DIV/0! | #DIV/0! | 0 | #DIV/0! | #DIV/0! | #DIV/0! | #DIV/0! | #DIV/0! | 0 | #DIV/0! | #DIV/0! | #DIV/0! | #DIV/0! | #DIV/0! | 0 | #DIV/0! | #DIV/0! | #DIV/0! | #DIV/0! | #DIV/0! | 0 | #DIV/0! | #DIV/0! | #DIV/0! | #DIV/0! | #DIV/0! | 0 | #DIV/0! | #DIV/0! | #DIV/0! | #DIV/0! | #DIV/0!
0 |  | 0 | #DIV/0! | #DIV/0! | #DIV/0! | #DIV/0! | #DIV/0! | 0 | #DIV/0! | #DIV/0! | #DIV/0! | #DIV/0! | #DIV/0! | 0 | #DIV/0! | #DIV/0! | #DIV/0! | #DIV/0! | #DIV/0! | 0 | #DIV/0! | #DIV/0! | #DIV/0! | #DIV/0! | #DIV/0! | 0 | #DIV/0! | #DIV/0! | #DIV/0! | #DIV/0! | #DIV/0! | 0 | #DIV/0! | #DIV/0! | #DIV/0! | #DIV/0! | #DIV/0! | 0 | #DIV/0! | #DIV/0! | #DIV/0! | #DIV/0! | #DIV/0! | 0 | #DIV/0! | #DIV/0! | #DIV/0! | #DIV/0! | #DIV/0! | 0 | #DIV/0! | #DIV/0! | #DIV/0! | #DIV/0! | #DIV/0! | 0 | #DIV/0! | #DIV/0! | #DIV/0! | #DIV/0! | #DIV/0!
|  |  | 0 | 1 | 2 | 3 | 4 | 5 | 6 | 7 | 8 | 9 | 10
Str# |  | normal Depth | 100% | 90% | 80% | 70% | 60% | 50% | 40% | 30% | 20% | 10% | 0%
0 | d | #N/A | 0 | 0 | 0 | 0 | 0 | 0 | 0 | 0 | 0 | 0 | 0
0 | A | #N/A | #DIV/0! | #DIV/0! | #DIV/0! | #DIV/0! | #DIV/0! | #DIV/0! | #DIV/0! | #DIV/0! | #DIV/0! | #DIV/0! | 0
0 | Q |  | #DIV/0! | #DIV/0! | #DIV/0! | #DIV/0! | #DIV/0! | #DIV/0! | #DIV/0! | #DIV/0! | #DIV/0! | #DIV/0! | 0
0 | d | #N/A | 0 | 0 | 0 | 0 | 0 | 0 | 0 | 0 | 0 | 0 | 0
0 | A | #N/A | #DIV/0! | #DIV/0! | #DIV/0! | #DIV/0! | #DIV/0! | #DIV/0! | #DIV/0! | #DIV/0! | #DIV/0! | #DIV/0! | 0
0 | Q |  | #DIV/0! | #DIV/0! | #DIV/0! | #DIV/0! | #DIV/0! | #DIV/0! | #DIV/0! | #DIV/0! | #DIV/0! | #DIV/0! | 0
0 | d | #N/A | 0 | 0 | 0 | 0 | 0 | 0 | 0 | 0 | 0 | 0 | 0
0 | A | #N/A | #DIV/0! | #DIV/0! | #DIV/0! | #DIV/0! | #DIV/0! | #DIV/0! | #DIV/0! | #DIV/0! | #DIV/0! | #DIV/0! | 0
0 | Q |  | #DIV/0! | #DIV/0! | #DIV/0! | #DIV/0! | #DIV/0! | #DIV/0! | #DIV/0! | #DIV/0! | #DIV/0! | #DIV/0! | 0
0 | d | #N/A | 0 | 0 | 0 | 0 | 0 | 0 | 0 | 0 | 0 | 0 | 0
0 | A | #N/A | #DIV/0! | #DIV/0! | #DIV/0! | #DIV/0! | #DIV/0! | #DIV/0! | #DIV/0! | #DIV/0! | #DIV/0! | #DIV/0! | 0
0 | Q |  | #DIV/0! | #DIV/0! | #DIV/0! | #DIV/0! | #DIV/0! | #DIV/0! | #DIV/0! | #DIV/0! | #DIV/0! | #DIV/0! | 0
0 | d | #N/A | 0 | 0 | 0 | 0 | 0 | 0 | 0 | 0 | 0 | 0 | 0
0 | A | #N/A | #DIV/0! | #DIV/0! | #DIV/0! | #DIV/0! | #DIV/0! | #DIV/0! | #DIV/0! | #DIV/0! | #DIV/0! | #DIV/0! | 0
0 | Q |  | #DIV/0! | #DIV/0! | #DIV/0! | #DIV/0! | #DIV/0! | #DIV/0! | #DIV/0! | #DIV/0! | #DIV/0! | #DIV/0! | 0
0 | d | #N/A | 0 | 0 | 0 | 0 | 0 | 0 | 0 | 0 | 0 | 0 | 0
0 | A | #N/A | #DIV/0! | #DIV/0! | #DIV/0! | #DIV/0! | #DIV/0! | #DIV/0! | #DIV/0! | #DIV/0! | #DIV/0! | #DIV/0! | 0
0 | Q |  | #DIV/0! | #DIV/0! | #DIV/0! | #DIV/0! | #DIV/0! | #DIV/0! | #DIV/0! | #DIV/0! | #DIV/0! | #DIV/0! | 0
0 | d | #N/A | 0 | 0 | 0 | 0 | 0 | 0 | 0 | 0 | 0 | 0 | 0
0 | A | #N/A | #DIV/0! | #DIV/0! | #DIV/0! | #DIV/0! | #DIV/0! | #DIV/0! | #DIV/0! | #DIV/0! | #DIV/0! | #DIV/0! | 0
0 | Q |  | #DIV/0! | #DIV/0! | #DIV/0! | #DIV/0! | #DIV/0! | #DIV/0! | #DIV/0! | #DIV/0! | #DIV/0! | #DIV/0! | 0
0 | d | #N/A | 0 | 0 | 0 | 0 | 0 | 0 | 0 | 0 | 0 | 0 | 0
0 | A | #N/A | #DIV/0! | #DIV/0! | #DIV/0! | #DIV/0! | #DIV/0! | #DIV/0! | #DIV/0! | #DIV/0! | #DIV/0! | #DIV/0! | 0
0 | Q |  | #DIV/0! | #DIV/0! | #DIV/0! | #DIV/0! | #DIV/0! | #DIV/0! | #DIV/0! | #DIV/0! | #DIV/0! | #DIV/0! | 0
0 | d | #N/A | 0 | 0 | 0 | 0 | 0 | 0 | 0 | 0 | 0 | 0 | 0
0 | A | #N/A | #DIV/0! | #DIV/0! | #DIV/0! | #DIV/0! | #DIV/0! | #DIV/0! | #DIV/0! | #DIV/0! | #DIV/0! | #DIV/0! | 0
0 | Q |  | #DIV/0! | #DIV/0! | #DIV/0! | #DIV/0! | #DIV/0! | #DIV/0! | #DIV/0! | #DIV/0! | #DIV/0! | #DIV/0! | 0
0 | d | #N/A | 0 | 0 | 0 | 0 | 0 | 0 | 0 | 0 | 0 | 0 | 0
0 | A | #N/A | #DIV/0! | #DIV/0! | #DIV/0! | #DIV/0! | #DIV/0! | #DIV/0! | #DIV/0! | #DIV/0! | #DIV/0! | #DIV/0! | 0
0 | Q |  | #DIV/0! | #DIV/0! | #DIV/0! | #DIV/0! | #DIV/0! | #DIV/0! | #DIV/0! | #DIV/0! | #DIV/0! | #DIV/0! | 0
0 | d | #N/A | 0 | 0 | 0 | 0 | 0 | 0 | 0 | 0 | 0 | 0 | 0
0 | A | #N/A | #DIV/0! | #DIV/0! | #DIV/0! | #DIV/0! | #DIV/0! | #DIV/0! | #DIV/0! | #DIV/0! | #DIV/0! | #DIV/0! | 0
0 | Q |  | #DIV/0! | #DIV/0! | #DIV/0! | #DIV/0! | #DIV/0! | #DIV/0! | #DIV/0! | #DIV/0! | #DIV/0! | #DIV/0! | 0
0 | d | #N/A | 0 | 0 | 0 | 0 | 0 | 0 | 0 | 0 | 0 | 0 | 0
0 | A | #N/A | #DIV/0! | #DIV/0! | #DIV/0! | #DIV/0! | #DIV/0! | #DIV/0! | #DIV/0! | #DIV/0! | #DIV/0! | #DIV/0! | 0
0 | Q |  | #DIV/0! | #DIV/0! | #DIV/0! | #DIV/0! | #DIV/0! | #DIV/0! | #DIV/0! | #DIV/0! | #DIV/0! | #DIV/0! | 0
0 | d | #N/A | 0 | 0 | 0 | 0 | 0 | 0 | 0 | 0 | 0 | 0 | 0
0 | A | #N/A | #DIV/0! | #DIV/0! | #DIV/0! | #DIV/0! | #DIV/0! | #DIV/0! | #DIV/0! | #DIV/0! | #DIV/0! | #DIV/0! | 0
0 | Q |  | #DIV/0! | #DIV/0! | #DIV/0! | #DIV/0! | #DIV/0! | #DIV/0! | #DIV/0! | #DIV/0! | #DIV/0! | #DIV/0! | 0
0 | d | #N/A | 0 | 0 | 0 | 0 | 0 | 0 | 0 | 0 | 0 | 0 | 0
0 | A | #N/A | #DIV/0! | #DIV/0! | #DIV/0! | #DIV/0! | #DIV/0! | #DIV/0! | #DIV/0! | #DIV/0! | #DIV/0! | #DIV/0! | 0
0 | Q |  | #DIV/0! | #DIV/0! | #DIV/0! | #DIV/0! | #DIV/0! | #DIV/0! | #DIV/0! | #DIV/0! | #DIV/0! | #DIV/0! | 0
0 | d | #N/A | 0 | 0 | 0 | 0 | 0 | 0 | 0 | 0 | 0 | 0 | 0
0 | A | #N/A | #DIV/0! | #DIV/0! | #DIV/0! | #DIV/0! | #DIV/0! | #DIV/0! | #DIV/0! | #DIV/0! | #DIV/0! | #DIV/0! | 0
0 | Q |  | #DIV/0! | #DIV/0! | #DIV/0! | #DIV/0! | #DIV/0! | #DIV/0! | #DIV/0! | #DIV/0! | #DIV/0! | #DIV/0! | 0
0 | d | #N/A | 0 | 0 | 0 | 0 | 0 | 0 | 0 | 0 | 0 | 0 | 0
0 | A | #N/A | #DIV/0! | #DIV/0! | #DIV/0! | #DIV/0! | #DIV/0! | #DIV/0! | #DIV/0! | #DIV/0! | #DIV/0! | #DIV/0! | 0
0 | Q |  | #DIV/0! | #DIV/0! | #DIV/0! | #DIV/0! | #DIV/0! | #DIV/0! | #DIV/0! | #DIV/0! | #DIV/0! | #DIV/0! | 0
0 | d | #N/A | 0 | 0 | 0 | 0 | 0 | 0 | 0 | 0 | 0 | 0 | 0
0 | A | #N/A | #DIV/0! | #DIV/0! | #DIV/0! | #DIV/0! | #DIV/0! | #DIV/0! | #DIV/0! | #DIV/0! | #DIV/0! | #DIV/0! | 0
0 | Q |  | #DIV/0! | #DIV/0! | #DIV/0! | #DIV/0! | #DIV/0! | #DIV/0! | #DIV/0! | #DIV/0! | #DIV/0! | #DIV/0! | 0
0 | d | #N/A | 0 | 0 | 0 | 0 | 0 | 0 | 0 | 0 | 0 | 0 | 0
0 | A | #N/A | #DIV/0! | #DIV/0! | #DIV/0! | #DIV/0! | #DIV/0! | #DIV/0! | #DIV/0! | #DIV/0! | #DIV/0! | #DIV/0! | 0
0 | Q |  | #DIV/0! | #DIV/0! | #DIV/0! | #DIV/0! | #DIV/0! | #DIV/0! | #DIV/0! | #DIV/0! | #DIV/0! | #DIV/0! | 0
0 | d | #N/A | 0 | 0 | 0 | 0 | 0 | 0 | 0 | 0 | 0 | 0 | 0
0 | A | #N/A | #DIV/0! | #DIV/0! | #DIV/0! | #DIV/0! | #DIV/0! | #DIV/0! | #DIV/0! | #DIV/0! | #DIV/0! | #DIV/0! | 0
0 | Q |  | #DIV/0! | #DIV/0! | #DIV/0! | #DIV/0! | #DIV/0! | #DIV/0! | #DIV/0! | #DIV/0! | #DIV/0! | #DIV/0! | 0
0 | d | #N/A | 0 | 0 | 0 | 0 | 0 | 0 | 0 | 0 | 0 | 0 | 0
0 | A | #N/A | #DIV/0! | #DIV/0! | #DIV/0! | #DIV/0! | #DIV/0! | #DIV/0! | #DIV/0! | #DIV/0! | #DIV/0! | #DIV/0! | 0
0 | Q |  | #DIV/0! | #DIV/0! | #DIV/0! | #DIV/0! | #DIV/0! | #DIV/0! | #DIV/0! | #DIV/0! | #DIV/0! | #DIV/0! | 0
0 | d | #N/A | 0 | 0 | 0 | 0 | 0 | 0 | 0 | 0 | 0 | 0 | 0
0 | A | #N/A | #DIV/0! | #DIV/0! | #DIV/0! | #DIV/0! | #DIV/0! | #DIV/0! | #DIV/0! | #DIV/0! | #DIV/0! | #DIV/0! | 0
0 | Q |  | #DIV/0! | #DIV/0! | #DIV/0! | #DIV/0! | #DIV/0! | #DIV/0! | #DIV/0! | #DIV/0! | #DIV/0! | #DIV/0! | 0
0 | d | #N/A | 0 | 0 | 0 | 0 | 0 | 0 | 0 | 0 | 0 | 0 | 0
0 | A | #N/A | #DIV/0! | #DIV/0! | #DIV/0! | #DIV/0! | #DIV/0! | #DIV/0! | #DIV/0! | #DIV/0! | #DIV/0! | #DIV/0! | 0
0 | Q |  | #DIV/0! | #DIV/0! | #DIV/0! | #DIV/0! | #DIV/0! | #DIV/0! | #DIV/0! | #DIV/0! | #DIV/0! | #DIV/0! | 0
0 | d | #N/A | 0 | 0 | 0 | 0 | 0 | 0 | 0 | 0 | 0 | 0 | 0
0 | A | #N/A | #DIV/0! | #DIV/0! | #DIV/0! | #DIV/0! | #DIV/0! | #DIV/0! | #DIV/0! | #DIV/0! | #DIV/0! | #DIV/0! | 0
0 | Q |  | #DIV/0! | #DIV/0! | #DIV/0! | #DIV/0! | #DIV/0! | #DIV/0! | #DIV/0! | #DIV/0! | #DIV/0! | #DIV/0! | 0
0 | d | #N/A | 0 | 0 | 0 | 0 | 0 | 0 | 0 | 0 | 0 | 0 | 0
0 | A | #N/A | #DIV/0! | #DIV/0! | #DIV/0! | #DIV/0! | #DIV/0! | #DIV/0! | #DIV/0! | #DIV/0! | #DIV/0! | #DIV/0! | 0
0 | Q |  | #DIV/0! | #DIV/0! | #DIV/0! | #DIV/0! | #DIV/0! | #DIV/0! | #DIV/0! | #DIV/0! | #DIV/0! | #DIV/0! | 0
0 | d | #N/A | 0 | 0 | 0 | 0 | 0 | 0 | 0 | 0 | 0 | 0 | 0
0 | A | #N/A | #DIV/0! | #DIV/0! | #DIV/0! | #DIV/0! | #DIV/0! | #DIV/0! | #DIV/0! | #DIV/0! | #DIV/0! | #DIV/0! | 0
0 | Q |  | #DIV/0! | #DIV/0! | #DIV/0! | #DIV/0! | #DIV/0! | #DIV/0! | #DIV/0! | #DIV/0! | #DIV/0! | #DIV/0! | 0
0 | d | #N/A | 0 | 0 | 0 | 0 | 0 | 0 | 0 | 0 | 0 | 0 | 0
0 | A | #N/A | #DIV/0! | #DIV/0! | #DIV/0! | #DIV/0! | #DIV/0! | #DIV/0! | #DIV/0! | #DIV/0! | #DIV/0! | #DIV/0! | 0
0 | Q |  | #DIV/0! | #DIV/0! | #DIV/0! | #DIV/0! | #DIV/0! | #DIV/0! | #DIV/0! | #DIV/0! | #DIV/0! | #DIV/0! | 0
0 | d | #N/A | 0 | 0 | 0 | 0 | 0 | 0 | 0 | 0 | 0 | 0 | 0
0 | A | #N/A | #DIV/0! | #DIV/0! | #DIV/0! | #DIV/0! | #DIV/0! | #DIV/0! | #DIV/0! | #DIV/0! | #DIV/0! | #DIV/0! | 0
0 | Q |  | #DIV/0! | #DIV/0! | #DIV/0! | #DIV/0! | #DIV/0! | #DIV/0! | #DIV/0! | #DIV/0! | #DIV/0! | #DIV/0! | 0

## On-grade Calculations
E7 Inlets
Str# | normal ditch depth | ditch velocity | Rf | Rs1 | Rs2 | Rs | E0 | Total Efficiency, E | Qi | Qb
0 | #N/A | #N/A | #N/A | #N/A | #N/A | #N/A | #N/A | #N/A | #N/A | #N/A
0 | #N/A | #N/A | #N/A | #N/A | #N/A | #N/A | #N/A | #N/A | #N/A | #N/A
0 | #N/A | #N/A | #N/A | #N/A | #N/A | #N/A | #N/A | #N/A | #N/A | #N/A
0 | #N/A | #N/A | #N/A | #N/A | #N/A | #N/A | #N/A | #N/A | #N/A | #N/A
0 | #N/A | #N/A | #N/A | #N/A | #N/A | #N/A | #N/A | #N/A | #N/A | #N/A
0 | #N/A | #N/A | #N/A | #N/A | #N/A | #N/A | #N/A | #N/A | #N/A | #N/A
0 | #N/A | #N/A | #N/A | #N/A | #N/A | #N/A | #N/A | #N/A | #N/A | #N/A
0 | #N/A | #N/A | #N/A | #N/A | #N/A | #N/A | #N/A | #N/A | #N/A | #N/A
0 | #N/A | #N/A | #N/A | #N/A | #N/A | #N/A | #N/A | #N/A | #N/A | #N/A
0 | #N/A | #N/A | #N/A | #N/A | #N/A | #N/A | #N/A | #N/A | #N/A | #N/A
0 | #N/A | #N/A | #N/A | #N/A | #N/A | #N/A | #N/A | #N/A | #N/A | #N/A
0 | #N/A | #N/A | #N/A | #N/A | #N/A | #N/A | #N/A | #N/A | #N/A | #N/A
0 | #N/A | #N/A | #N/A | #N/A | #N/A | #N/A | #N/A | #N/A | #N/A | #N/A
0 | #N/A | #N/A | #N/A | #N/A | #N/A | #N/A | #N/A | #N/A | #N/A | #N/A
0 | #N/A | #N/A | #N/A | #N/A | #N/A | #N/A | #N/A | #N/A | #N/A | #N/A
0 | #N/A | #N/A | #N/A | #N/A | #N/A | #N/A | #N/A | #N/A | #N/A | #N/A
0 | #N/A | #N/A | #N/A | #N/A | #N/A | #N/A | #N/A | #N/A | #N/A | #N/A
0 | #N/A | #N/A | #N/A | #N/A | #N/A | #N/A | #N/A | #N/A | #N/A | #N/A
0 | #N/A | #N/A | #N/A | #N/A | #N/A | #N/A | #N/A | #N/A | #N/A | #N/A
0 | #N/A | #N/A | #N/A | #N/A | #N/A | #N/A | #N/A | #N/A | #N/A | #N/A
0 | #N/A | #N/A | #N/A | #N/A | #N/A | #N/A | #N/A | #N/A | #N/A | #N/A
0 | #N/A | #N/A | #N/A | #N/A | #N/A | #N/A | #N/A | #N/A | #N/A | #N/A
0 | #N/A | #N/A | #N/A | #N/A | #N/A | #N/A | #N/A | #N/A | #N/A | #N/A
0 | #N/A | #N/A | #N/A | #N/A | #N/A | #N/A | #N/A | #N/A | #N/A | #N/A |  |  | #N/A | #N/A
0 | #N/A | #N/A | #N/A | #N/A | #N/A | #N/A | #N/A | #N/A | #N/A | #N/A |  |  | #N/A | #N/A
0 | #N/A | #N/A | #N/A | #N/A | #N/A | #N/A | #N/A | #N/A | #N/A | #N/A |  |  | #N/A
0 | #N/A | #N/A | #N/A | #N/A | #N/A | #N/A | #N/A | #N/A | #N/A | #N/A
P12 and N12 inlets | [25 empty] | Side slope inlets
Str# | X1 (L WS) | elev1 | X2 (L Toe) | elev2 | X3 (CL) | elev3 | X4 (R Toe) | elev4 | X5 (R WS) | elev5 | A1 | A2 | A3 | A4 | P1 | P2 | P3 | P4 | K1 | K2 | K3 | K4 | inlet location | Inlet FL Sta | Width on slope | top station | K-left | K start (left side)of grate | k end (right side) of grate | K-right | left net K | grate net K | right net K | Q left | Qgrate | Qright | E left | E front | E Right | Qin | Qbypass | inlet beyond XS?
0 | #N/A | #N/A | #N/A | #N/A | #N/A | #N/A | #N/A | #N/A | #N/A | #N/A | #N/A | #N/A | #N/A | #N/A | #N/A | #N/A | #N/A | #N/A | #N/A | #N/A | #N/A | #N/A | #N/A | #N/A | #N/A | #N/A | 0 | #N/A | #N/A | #N/A | #N/A | #N/A | #N/A | #N/A | #N/A | #N/A | #N/A | #N/A | #N/A | #N/A | #N/A
0 | #N/A | #N/A | #N/A | #N/A | #N/A | #N/A | #N/A | #N/A | #N/A | #N/A | #N/A | #N/A | #N/A | #N/A | #N/A | #N/A | #N/A | #N/A | #N/A | #N/A | #N/A | #N/A | #N/A | #N/A | #N/A | #N/A | 0 | #N/A | #N/A | #N/A | #N/A | #N/A | #N/A | #N/A | #N/A | #N/A | #N/A | #N/A | #N/A | #N/A | #N/A
0 | #N/A | #N/A | #N/A | #N/A | #N/A | #N/A | #N/A | #N/A | #N/A | #N/A | #N/A | #N/A | #N/A | #N/A | #N/A | #N/A | #N/A | #N/A | #N/A | #N/A | #N/A | #N/A | #N/A | #N/A | #N/A | #N/A | 0 | #N/A | #N/A | #N/A | #N/A | #N/A | #N/A | #N/A | #N/A | #N/A | #N/A | #N/A | #N/A | #N/A | #N/A
0 | #N/A | #N/A | #N/A | #N/A | #N/A | #N/A | #N/A | #N/A | #N/A | #N/A | #N/A | #N/A | #N/A | #N/A | #N/A | #N/A | #N/A | #N/A | #N/A | #N/A | #N/A | #N/A | #N/A | #N/A | #N/A | #N/A | 0 | #N/A | #N/A | #N/A | #N/A | #N/A | #N/A | #N/A | #N/A | #N/A | #N/A | #N/A | #N/A | #N/A | #N/A
0 | #N/A | #N/A | #N/A | #N/A | #N/A | #N/A | #N/A | #N/A | #N/A | #N/A | #N/A | #N/A | #N/A | #N/A | #N/A | #N/A | #N/A | #N/A | #N/A | #N/A | #N/A | #N/A | #N/A | #N/A | #N/A | #N/A | 0 | #N/A | #N/A | #N/A | #N/A | #N/A | #N/A | #N/A | #N/A | #N/A | #N/A | #N/A | #N/A | #N/A | #N/A
0 | #N/A | #N/A | #N/A | #N/A | #N/A | #N/A | #N/A | #N/A | #N/A | #N/A | #N/A | #N/A | #N/A | #N/A | #N/A | #N/A | #N/A | #N/A | #N/A | #N/A | #N/A | #N/A | #N/A | #N/A | #N/A | #N/A | 0 | #N/A | #N/A | #N/A | #N/A | #N/A | #N/A | #N/A | #N/A | #N/A | #N/A | #N/A | #N/A | #N/A | #N/A
0 | #N/A | #N/A | #N/A | #N/A | #N/A | #N/A | #N/A | #N/A | #N/A | #N/A | #N/A | #N/A | #N/A | #N/A | #N/A | #N/A | #N/A | #N/A | #N/A | #N/A | #N/A | #N/A | #N/A | #N/A | #N/A | #N/A | 0 | #N/A | #N/A | #N/A | #N/A | #N/A | #N/A | #N/A | #N/A | #N/A | #N/A | #N/A | #N/A | #N/A | #N/A
0 | #N/A | #N/A | #N/A | #N/A | #N/A | #N/A | #N/A | #N/A | #N/A | #N/A | #N/A | #N/A | #N/A | #N/A | #N/A | #N/A | #N/A | #N/A | #N/A | #N/A | #N/A | #N/A | #N/A | #N/A | #N/A | #N/A | 0 | #N/A | #N/A | #N/A | #N/A | #N/A | #N/A | #N/A | #N/A | #N/A | #N/A | #N/A | #N/A | #N/A | #N/A
0 | #N/A | #N/A | #N/A | #N/A | #N/A | #N/A | #N/A | #N/A | #N/A | #N/A | #N/A | #N/A | #N/A | #N/A | #N/A | #N/A | #N/A | #N/A | #N/A | #N/A | #N/A | #N/A | #N/A | #N/A | #N/A | #N/A | 0 | #N/A | #N/A | #N/A | #N/A | #N/A | #N/A | #N/A | #N/A | #N/A | #N/A | #N/A | #N/A | #N/A | #N/A
0 | #N/A | #N/A | #N/A | #N/A | #N/A | #N/A | #N/A | #N/A | #N/A | #N/A | #N/A | #N/A | #N/A | #N/A | #N/A | #N/A | #N/A | #N/A | #N/A | #N/A | #N/A | #N/A | #N/A | #N/A | #N/A | #N/A | 0 | #N/A | #N/A | #N/A | #N/A | #N/A | #N/A | #N/A | #N/A | #N/A | #N/A | #N/A | #N/A | #N/A | #N/A
0 | #N/A | #N/A | #N/A | #N/A | #N/A | #N/A | #N/A | #N/A | #N/A | #N/A | #N/A | #N/A | #N/A | #N/A | #N/A | #N/A | #N/A | #N/A | #N/A | #N/A | #N/A | #N/A | #N/A | #N/A | #N/A | #N/A | 0 | #N/A | #N/A | #N/A | #N/A | #N/A | #N/A | #N/A | #N/A | #N/A | #N/A | #N/A | #N/A | #N/A | #N/A
0 | #N/A | #N/A | #N/A | #N/A | #N/A | #N/A | #N/A | #N/A | #N/A | #N/A | #N/A | #N/A | #N/A | #N/A | #N/A | #N/A | #N/A | #N/A | #N/A | #N/A | #N/A | #N/A | #N/A | #N/A | #N/A | #N/A | 0 | #N/A | #N/A | #N/A | #N/A | #N/A | #N/A | #N/A | #N/A | #N/A | #N/A | #N/A | #N/A | #N/A | #N/A
0 | #N/A | #N/A | #N/A | #N/A | #N/A | #N/A | #N/A | #N/A | #N/A | #N/A | #N/A | #N/A | #N/A | #N/A | #N/A | #N/A | #N/A | #N/A | #N/A | #N/A | #N/A | #N/A | #N/A | #N/A | #N/A | #N/A | 0 | #N/A | #N/A | #N/A | #N/A | #N/A | #N/A | #N/A | #N/A | #N/A | #N/A | #N/A | #N/A | #N/A | #N/A
0 | #N/A | #N/A | #N/A | #N/A | #N/A | #N/A | #N/A | #N/A | #N/A | #N/A | #N/A | #N/A | #N/A | #N/A | #N/A | #N/A | #N/A | #N/A | #N/A | #N/A | #N/A | #N/A | #N/A | #N/A | #N/A | #N/A | 0 | #N/A | #N/A | #N/A | #N/A | #N/A | #N/A | #N/A | #N/A | #N/A | #N/A | #N/A | #N/A | #N/A | #N/A
0 | #N/A | #N/A | #N/A | #N/A | #N/A | #N/A | #N/A | #N/A | #N/A | #N/A | #N/A | #N/A | #N/A | #N/A | #N/A | #N/A | #N/A | #N/A | #N/A | #N/A | #N/A | #N/A | #N/A | #N/A | #N/A | #N/A | 0 | #N/A | #N/A | #N/A | #N/A | #N/A | #N/A | #N/A | #N/A | #N/A | #N/A | #N/A | #N/A | #N/A | #N/A
0 | #N/A | #N/A | #N/A | #N/A | #N/A | #N/A | #N/A | #N/A | #N/A | #N/A | #N/A | #N/A | #N/A | #N/A | #N/A | #N/A | #N/A | #N/A | #N/A | #N/A | #N/A | #N/A | #N/A | #N/A | #N/A | #N/A | 0 | #N/A | #N/A | #N/A | #N/A | #N/A | #N/A | #N/A | #N/A | #N/A | #N/A | #N/A | #N/A | #N/A | #N/A
0 | #N/A | #N/A | #N/A | #N/A | #N/A | #N/A | #N/A | #N/A | #N/A | #N/A | #N/A | #N/A | #N/A | #N/A | #N/A | #N/A | #N/A | #N/A | #N/A | #N/A | #N/A | #N/A | #N/A | #N/A | #N/A | #N/A | 0 | #N/A | #N/A | #N/A | #N/A | #N/A | #N/A | #N/A | #N/A | #N/A | #N/A | #N/A | #N/A | #N/A | #N/A
0 | #N/A | #N/A | #N/A | #N/A | #N/A | #N/A | #N/A | #N/A | #N/A | #N/A | #N/A | #N/A | #N/A | #N/A | #N/A | #N/A | #N/A | #N/A | #N/A | #N/A | #N/A | #N/A | #N/A | #N/A | #N/A | #N/A | 0 | #N/A | #N/A | #N/A | #N/A | #N/A | #N/A | #N/A | #N/A | #N/A | #N/A | #N/A | #N/A | #N/A | #N/A
0 | #N/A | #N/A | #N/A | #N/A | #N/A | #N/A | #N/A | #N/A | #N/A | #N/A | #N/A | #N/A | #N/A | #N/A | #N/A | #N/A | #N/A | #N/A | #N/A | #N/A | #N/A | #N/A | #N/A | #N/A | #N/A | #N/A | 0 | #N/A | #N/A | #N/A | #N/A | #N/A | #N/A | #N/A | #N/A | #N/A | #N/A | #N/A | #N/A | #N/A | #N/A
0 | #N/A | #N/A | #N/A | #N/A | #N/A | #N/A | #N/A | #N/A | #N/A | #N/A | #N/A | #N/A | #N/A | #N/A | #N/A | #N/A | #N/A | #N/A | #N/A | #N/A | #N/A | #N/A | #N/A | #N/A | #N/A | #N/A | 0 | #N/A | #N/A | #N/A | #N/A | #N/A | #N/A | #N/A | #N/A | #N/A | #N/A | #N/A | #N/A | #N/A | #N/A
0 | #N/A | #N/A | #N/A | #N/A | #N/A | #N/A | #N/A | #N/A | #N/A | #N/A | #N/A | #N/A | #N/A | #N/A | #N/A | #N/A | #N/A | #N/A | #N/A | #N/A | #N/A | #N/A | #N/A | #N/A | #N/A | #N/A | 0 | #N/A | #N/A | #N/A | #N/A | #N/A | #N/A | #N/A | #N/A | #N/A | #N/A | #N/A | #N/A | #N/A | #N/A
0 | #N/A | #N/A | #N/A | #N/A | #N/A | #N/A | #N/A | #N/A | #N/A | #N/A | #N/A | #N/A | #N/A | #N/A | #N/A | #N/A | #N/A | #N/A | #N/A | #N/A | #N/A | #N/A | #N/A | #N/A | #N/A | #N/A | 0 | #N/A | #N/A | #N/A | #N/A | #N/A | #N/A | #N/A | #N/A | #N/A | #N/A | #N/A | #N/A | #N/A | #N/A
0 | #N/A | #N/A | #N/A | #N/A | #N/A | #N/A | #N/A | #N/A | #N/A | #N/A | #N/A | #N/A | #N/A | #N/A | #N/A | #N/A | #N/A | #N/A | #N/A | #N/A | #N/A | #N/A | #N/A | #N/A | #N/A | #N/A | 0 | #N/A | #N/A | #N/A | #N/A | #N/A | #N/A | #N/A | #N/A | #N/A | #N/A | #N/A | #N/A | #N/A | #N/A
0 | #N/A | #N/A | #N/A | #N/A | #N/A | #N/A | #N/A | #N/A | #N/A | #N/A | #N/A | #N/A | #N/A | #N/A | #N/A | #N/A | #N/A | #N/A | #N/A | #N/A | #N/A | #N/A | #N/A | #N/A | #N/A | #N/A | 0 | #N/A | #N/A | #N/A | #N/A | #N/A | #N/A | #N/A | #N/A | #N/A | #N/A | #N/A | #N/A | #N/A | #N/A
0 | #N/A | #N/A | #N/A | #N/A | #N/A | #N/A | #N/A | #N/A | #N/A | #N/A | #N/A | #N/A | #N/A | #N/A | #N/A | #N/A | #N/A | #N/A | #N/A | #N/A | #N/A | #N/A | #N/A | #N/A | #N/A | #N/A | 0 | #N/A | #N/A | #N/A | #N/A | #N/A | #N/A | #N/A | #N/A | #N/A | #N/A | #N/A | #N/A | #N/A | #N/A
0 | #N/A | #N/A | #N/A | #N/A | #N/A | #N/A | #N/A | #N/A | #N/A | #N/A | #N/A | #N/A | #N/A | #N/A | #N/A | #N/A | #N/A | #N/A | #N/A | #N/A | #N/A | #N/A | #N/A | #N/A | #N/A | #N/A | 0 | #N/A | #N/A | #N/A | #N/A | #N/A | #N/A | #N/A | #N/A | #N/A | #N/A | #N/A | #N/A | #N/A | #N/A
0 | #N/A | #N/A | #N/A | #N/A | #N/A | #N/A | #N/A | #N/A | #N/A | #N/A | #N/A | #N/A | #N/A | #N/A | #N/A | #N/A | #N/A | #N/A | #N/A | #N/A | #N/A | #N/A | #N/A | #N/A | #N/A | #N/A | 0 | #N/A | #N/A | #N/A | #N/A | #N/A | #N/A | #N/A | #N/A | #N/A | #N/A | #N/A | #N/A | #N/A | #N/A

## on-grade with berm calcs
E7 Inlets | [11 empty] | 0.2 ft over berm |  |  |  | 0.4 ft over berm |  |  |  | 0.6 over berm |  |  |  | 0.8 ft over berm |  |  |  | 1 ft over berm |  |  |  | results
Str# | normal ditch depth | Berm Depth | Area | Perimeter | h-orifice | h-weir | Controlling h | bypass? | flow into inlet at berm elev | berm length | berm thickness | h over berm (ft) | C | Q berm | total Q | h over berm (ft) | C | Q berm | total Q | h over berm (ft) | C | Q berm | total Q | h over berm (ft) | C | Q berm | total Q | h over berm (ft) | C | Q berm | total Q | design Q | bypass over berm | height of flow over berm
0 | #N/A | #N/A | #N/A | #N/A | #N/A | #N/A | #N/A | #N/A | #N/A | #N/A | #N/A | 0.2 | #N/A | #N/A | #N/A | 0.4 | #N/A | #N/A | #N/A | 0.6 | #N/A | #N/A | #N/A | 0.8 | #N/A | #N/A | #N/A | 1 | #N/A | #N/A | #N/A | #N/A | #N/A | #N/A
0 | #N/A | #N/A | #N/A | #N/A | #N/A | #N/A | #N/A | #N/A | #N/A | #N/A | #N/A | 0.2 | #N/A | #N/A | #N/A | 0.4 | #N/A | #N/A | #N/A | 0.6 | #N/A | #N/A | #N/A | 0.8 | #N/A | #N/A | #N/A | 1 | #N/A | #N/A | #N/A | #N/A | #N/A | #N/A
0 | #N/A | #N/A | #N/A | #N/A | #N/A | #N/A | #N/A | #N/A | #N/A | #N/A | #N/A | 0.2 | #N/A | #N/A | #N/A | 0.4 | #N/A | #N/A | #N/A | 0.6 | #N/A | #N/A | #N/A | 0.8 | #N/A | #N/A | #N/A | 1 | #N/A | #N/A | #N/A | #N/A | #N/A | #N/A
0 | #N/A | #N/A | #N/A | #N/A | #N/A | #N/A | #N/A | #N/A | #N/A | #N/A | #N/A | 0.2 | #N/A | #N/A | #N/A | 0.4 | #N/A | #N/A | #N/A | 0.6 | #N/A | #N/A | #N/A | 0.8 | #N/A | #N/A | #N/A | 1 | #N/A | #N/A | #N/A | #N/A | #N/A | #N/A
0 | #N/A | #N/A | #N/A | #N/A | #N/A | #N/A | #N/A | #N/A | #N/A | #N/A | #N/A | 0.2 | #N/A | #N/A | #N/A | 0.4 | #N/A | #N/A | #N/A | 0.6 | #N/A | #N/A | #N/A | 0.8 | #N/A | #N/A | #N/A | 1 | #N/A | #N/A | #N/A | #N/A | #N/A | #N/A
0 | #N/A | #N/A | #N/A | #N/A | #N/A | #N/A | #N/A | #N/A | #N/A | #N/A | #N/A | 0.2 | #N/A | #N/A | #N/A | 0.4 | #N/A | #N/A | #N/A | 0.6 | #N/A | #N/A | #N/A | 0.8 | #N/A | #N/A | #N/A | 1 | #N/A | #N/A | #N/A | #N/A | #N/A | #N/A
0 | #N/A | #N/A | #N/A | #N/A | #N/A | #N/A | #N/A | #N/A | #N/A | #N/A | #N/A | 0.2 | #N/A | #N/A | #N/A | 0.4 | #N/A | #N/A | #N/A | 0.6 | #N/A | #N/A | #N/A | 0.8 | #N/A | #N/A | #N/A | 1 | #N/A | #N/A | #N/A | #N/A | #N/A | #N/A
0 | #N/A | #N/A | #N/A | #N/A | #N/A | #N/A | #N/A | #N/A | #N/A | #N/A | #N/A | 0.2 | #N/A | #N/A | #N/A | 0.4 | #N/A | #N/A | #N/A | 0.6 | #N/A | #N/A | #N/A | 0.8 | #N/A | #N/A | #N/A | 1 | #N/A | #N/A | #N/A | #N/A | #N/A | #N/A
0 | #N/A | #N/A | #N/A | #N/A | #N/A | #N/A | #N/A | #N/A | #N/A | #N/A | #N/A | 0.2 | #N/A | #N/A | #N/A | 0.4 | #N/A | #N/A | #N/A | 0.6 | #N/A | #N/A | #N/A | 0.8 | #N/A | #N/A | #N/A | 1 | #N/A | #N/A | #N/A | #N/A | #N/A | #N/A
0 | #N/A | #N/A | #N/A | #N/A | #N/A | #N/A | #N/A | #N/A | #N/A | #N/A | #N/A | 0.2 | #N/A | #N/A | #N/A | 0.4 | #N/A | #N/A | #N/A | 0.6 | #N/A | #N/A | #N/A | 0.8 | #N/A | #N/A | #N/A | 1 | #N/A | #N/A | #N/A | #N/A | #N/A | #N/A
0 | #N/A | #N/A | #N/A | #N/A | #N/A | #N/A | #N/A | #N/A | #N/A | #N/A | #N/A | 0.2 | #N/A | #N/A | #N/A | 0.4 | #N/A | #N/A | #N/A | 0.6 | #N/A | #N/A | #N/A | 0.8 | #N/A | #N/A | #N/A | 1 | #N/A | #N/A | #N/A | #N/A | #N/A | #N/A
0 | #N/A | #N/A | #N/A | #N/A | #N/A | #N/A | #N/A | #N/A | #N/A | #N/A | #N/A | 0.2 | #N/A | #N/A | #N/A | 0.4 | #N/A | #N/A | #N/A | 0.6 | #N/A | #N/A | #N/A | 0.8 | #N/A | #N/A | #N/A | 1 | #N/A | #N/A | #N/A | #N/A | #N/A | #N/A
0 | #N/A | #N/A | #N/A | #N/A | #N/A | #N/A | #N/A | #N/A | #N/A | #N/A | #N/A | 0.2 | #N/A | #N/A | #N/A | 0.4 | #N/A | #N/A | #N/A | 0.6 | #N/A | #N/A | #N/A | 0.8 | #N/A | #N/A | #N/A | 1 | #N/A | #N/A | #N/A | #N/A | #N/A | #N/A
0 | #N/A | #N/A | #N/A | #N/A | #N/A | #N/A | #N/A | #N/A | #N/A | #N/A | #N/A | 0.2 | #N/A | #N/A | #N/A | 0.4 | #N/A | #N/A | #N/A | 0.6 | #N/A | #N/A | #N/A | 0.8 | #N/A | #N/A | #N/A | 1 | #N/A | #N/A | #N/A | #N/A | #N/A | #N/A
0 | #N/A | #N/A | #N/A | #N/A | #N/A | #N/A | #N/A | #N/A | #N/A | #N/A | #N/A | 0.2 | #N/A | #N/A | #N/A | 0.4 | #N/A | #N/A | #N/A | 0.6 | #N/A | #N/A | #N/A | 0.8 | #N/A | #N/A | #N/A | 1 | #N/A | #N/A | #N/A | #N/A | #N/A | #N/A
0 | #N/A | #N/A | #N/A | #N/A | #N/A | #N/A | #N/A | #N/A | #N/A | #N/A | #N/A | 0.2 | #N/A | #N/A | #N/A | 0.4 | #N/A | #N/A | #N/A | 0.6 | #N/A | #N/A | #N/A | 0.8 | #N/A | #N/A | #N/A | 1 | #N/A | #N/A | #N/A | #N/A | #N/A | #N/A
0 | #N/A | #N/A | #N/A | #N/A | #N/A | #N/A | #N/A | #N/A | #N/A | #N/A | #N/A | 0.2 | #N/A | #N/A | #N/A | 0.4 | #N/A | #N/A | #N/A | 0.6 | #N/A | #N/A | #N/A | 0.8 | #N/A | #N/A | #N/A | 1 | #N/A | #N/A | #N/A | #N/A | #N/A | #N/A
0 | #N/A | #N/A | #N/A | #N/A | #N/A | #N/A | #N/A | #N/A | #N/A | #N/A | #N/A | 0.2 | #N/A | #N/A | #N/A | 0.4 | #N/A | #N/A | #N/A | 0.6 | #N/A | #N/A | #N/A | 0.8 | #N/A | #N/A | #N/A | 1 | #N/A | #N/A | #N/A | #N/A | #N/A | #N/A
0 | #N/A | #N/A | #N/A | #N/A | #N/A | #N/A | #N/A | #N/A | #N/A | #N/A | #N/A | 0.2 | #N/A | #N/A | #N/A | 0.4 | #N/A | #N/A | #N/A | 0.6 | #N/A | #N/A | #N/A | 0.8 | #N/A | #N/A | #N/A | 1 | #N/A | #N/A | #N/A | #N/A | #N/A | #N/A
0 | #N/A | #N/A | #N/A | #N/A | #N/A | #N/A | #N/A | #N/A | #N/A | #N/A | #N/A | 0.2 | #N/A | #N/A | #N/A | 0.4 | #N/A | #N/A | #N/A | 0.6 | #N/A | #N/A | #N/A | 0.8 | #N/A | #N/A | #N/A | 1 | #N/A | #N/A | #N/A | #N/A | #N/A | #N/A
0 | #N/A | #N/A | #N/A | #N/A | #N/A | #N/A | #N/A | #N/A | #N/A | #N/A | #N/A | 0.2 | #N/A | #N/A | #N/A | 0.4 | #N/A | #N/A | #N/A | 0.6 | #N/A | #N/A | #N/A | 0.8 | #N/A | #N/A | #N/A | 1 | #N/A | #N/A | #N/A | #N/A | #N/A | #N/A
0 | #N/A | #N/A | #N/A | #N/A | #N/A | #N/A | #N/A | #N/A | #N/A | #N/A | #N/A | 0.2 | #N/A | #N/A | #N/A | 0.4 | #N/A | #N/A | #N/A | 0.6 | #N/A | #N/A | #N/A | 0.8 | #N/A | #N/A | #N/A | 1 | #N/A | #N/A | #N/A | #N/A | #N/A | #N/A
0 | #N/A | #N/A | #N/A | #N/A | #N/A | #N/A | #N/A | #N/A | #N/A | #N/A | #N/A | 0.2 | #N/A | #N/A | #N/A | 0.4 | #N/A | #N/A | #N/A | 0.6 | #N/A | #N/A | #N/A | 0.8 | #N/A | #N/A | #N/A | 1 | #N/A | #N/A | #N/A | #N/A | #N/A | #N/A
0 | #N/A | #N/A | #N/A | #N/A | #N/A | #N/A | #N/A | #N/A | #N/A | #N/A | #N/A | 0.2 | #N/A | #N/A | #N/A | 0.4 | #N/A | #N/A | #N/A | 0.6 | #N/A | #N/A | #N/A | 0.8 | #N/A | #N/A | #N/A | 1 | #N/A | #N/A | #N/A | #N/A | #N/A | #N/A
0 | #N/A | #N/A | #N/A | #N/A | #N/A | #N/A | #N/A | #N/A | #N/A | #N/A | #N/A | 0.2 | #N/A | #N/A | #N/A | 0.4 | #N/A | #N/A | #N/A | 0.6 | #N/A | #N/A | #N/A | 0.8 | #N/A | #N/A | #N/A | 1 | #N/A | #N/A | #N/A | #N/A | #N/A | #N/A
0 | #N/A | #N/A | #N/A | #N/A | #N/A | #N/A | #N/A | #N/A | #N/A | #N/A | #N/A | 0.2 | #N/A | #N/A | #N/A | 0.4 | #N/A | #N/A | #N/A | 0.6 | #N/A | #N/A | #N/A | 0.8 | #N/A | #N/A | #N/A | 1 | #N/A | #N/A | #N/A | #N/A | #N/A | #N/A
0 | #N/A | #N/A | #N/A | #N/A | #N/A | #N/A | #N/A | #N/A | #N/A | #N/A | #N/A | 0.2 | #N/A | #N/A | #N/A | 0.4 | #N/A | #N/A | #N/A | 0.6 | #N/A | #N/A | #N/A | 0.8 | #N/A | #N/A | #N/A | 1 | #N/A | #N/A | #N/A | #N/A | #N/A | #N/A
P12 and N12 inlets | [17 empty] | X (ft) |  |  |  |  | % of grate |  |  |  |  | effective head |  |  |  |  | Base h/L |  |  |  |  | C* |  |  |  |  | Qbase |  |  |  |  | Side L |  |  |  |  | side h/L |  |  |  |  | C* |  |  |  |  | Qside |  |  |  |  | Qweir |  |  |  |  | Effective Orifice Head |  |  |  |  | Qorifice |  |  |  |  | Q into structure |  |  |  |  | Q over berm |  |  |  |  | Qtotal |  |  |  |  | results
Str# | normal ditch depth | Berm Depth | P or N inlet | X | % of grate | effective Head | Base h/L | C* | Qbase | Side L | side h/L | C* | Qside | Qweir | eff. Orifice Area | Qorifice | bypass? | 0.2 | 0.4 | 0.6 | 0.8 | 1 | 0.2 ft | 0.4 ft | 0.6 ft | 0.8 ft | 1.0 ft | 0.2 ft | 0.4 ft | 0.6 ft | 0.8 ft | 1.0 ft | 0.2 ft | 0.4 ft | 0.6 ft | 0.8 ft | 1.0 ft | 0.2 ft | 0.4 ft | 0.6 ft | 0.8 ft | 1.0 ft | 0.2 ft | 0.4 ft | 0.6 ft | 0.8 ft | 1.0 ft | 0.2 ft | 0.4 ft | 0.6 ft | 0.8 ft | 1.0 ft | 0.2 ft | 0.4 ft | 0.6 ft | 0.8 ft | 1.0 ft | 0.2 ft | 0.4 ft | 0.6 ft | 0.8 ft | 1.0 ft | 0.2 ft | 0.4 ft | 0.6 ft | 0.8 ft | 1.0 ft | 0.2 ft | 0.4 ft | 0.6 ft | 0.8 ft | 1.0 ft | 0.2 ft | 0.4 ft | 0.6 ft | 0.8 ft | 1.0 ft | 0.2 ft | 0.4 ft | 0.6 ft | 0.8 ft | 1.0 ft | 0.2 ft | 0.4 ft | 0.6 ft | 0.8 ft | 1.0 ft | 0.2 ft | 0.4 ft | 0.6 ft | 0.8 ft | 1.0 ft | 0.2 ft | 0.4 ft | 0.6 ft | 0.8 ft | 1.0 ft | design Q | bypass over berm | height of flow over berm
0 | #N/A | #N/A | #N/A | #N/A | #N/A | #N/A | #N/A | #N/A | #N/A | #N/A | #N/A | #N/A | #N/A | #N/A | #N/A | #N/A | #N/A | #N/A | #N/A | #N/A | #N/A | #N/A | #N/A | #N/A | #N/A | #N/A | #N/A | #N/A | #N/A | #N/A | #N/A | #N/A | #N/A | #N/A | #N/A | #N/A | #N/A | #N/A | #N/A | #N/A | #N/A | #N/A | #N/A | #N/A | #N/A | #N/A | #N/A | #N/A | #N/A | #N/A | #N/A | #N/A | #N/A | #N/A | #N/A | #N/A | #N/A | #N/A | #N/A | #N/A | #N/A | #N/A | #N/A | #N/A | #N/A | #N/A | #N/A | #N/A | #N/A | #N/A | #N/A | #N/A | #N/A | #N/A | #N/A | #N/A | #N/A | #N/A | #N/A | #N/A | #N/A | #N/A | #N/A | #N/A | #N/A | #N/A | #N/A | #N/A | #N/A | #N/A | #N/A | #N/A | #N/A | #N/A | #N/A | #N/A | #N/A | #N/A | #N/A | #N/A
0 | #N/A | #N/A | #N/A | #N/A | #N/A | #N/A | #N/A | #N/A | #N/A | #N/A | #N/A | #N/A | #N/A | #N/A | #N/A | #N/A | #N/A | #N/A | #N/A | #N/A | #N/A | #N/A | #N/A | #N/A | #N/A | #N/A | #N/A | #N/A | #N/A | #N/A | #N/A | #N/A | #N/A | #N/A | #N/A | #N/A | #N/A | #N/A | #N/A | #N/A | #N/A | #N/A | #N/A | #N/A | #N/A | #N/A | #N/A | #N/A | #N/A | #N/A | #N/A | #N/A | #N/A | #N/A | #N/A | #N/A | #N/A | #N/A | #N/A | #N/A | #N/A | #N/A | #N/A | #N/A | #N/A | #N/A | #N/A | #N/A | #N/A | #N/A | #N/A | #N/A | #N/A | #N/A | #N/A | #N/A | #N/A | #N/A | #N/A | #N/A | #N/A | #N/A | #N/A | #N/A | #N/A | #N/A | #N/A | #N/A | #N/A | #N/A | #N/A | #N/A | #N/A | #N/A | #N/A | #N/A | #N/A | #N/A | #N/A | #N/A
0 | #N/A | #N/A | #N/A | #N/A | #N/A | #N/A | #N/A | #N/A | #N/A | #N/A | #N/A | #N/A | #N/A | #N/A | #N/A | #N/A | #N/A | #N/A | #N/A | #N/A | #N/A | #N/A | #N/A | #N/A | #N/A | #N/A | #N/A | #N/A | #N/A | #N/A | #N/A | #N/A | #N/A | #N/A | #N/A | #N/A | #N/A | #N/A | #N/A | #N/A | #N/A | #N/A | #N/A | #N/A | #N/A | #N/A | #N/A | #N/A | #N/A | #N/A | #N/A | #N/A | #N/A | #N/A | #N/A | #N/A | #N/A | #N/A | #N/A | #N/A | #N/A | #N/A | #N/A | #N/A | #N/A | #N/A | #N/A | #N/A | #N/A | #N/A | #N/A | #N/A | #N/A | #N/A | #N/A | #N/A | #N/A | #N/A | #N/A | #N/A | #N/A | #N/A | #N/A | #N/A | #N/A | #N/A | #N/A | #N/A | #N/A | #N/A | #N/A | #N/A | #N/A | #N/A | #N/A | #N/A | #N/A | #N/A | #N/A | #N/A
0 | #N/A | #N/A | #N/A | #N/A | #N/A | #N/A | #N/A | #N/A | #N/A | #N/A | #N/A | #N/A | #N/A | #N/A | #N/A | #N/A | #N/A | #N/A | #N/A | #N/A | #N/A | #N/A | #N/A | #N/A | #N/A | #N/A | #N/A | #N/A | #N/A | #N/A | #N/A | #N/A | #N/A | #N/A | #N/A | #N/A | #N/A | #N/A | #N/A | #N/A | #N/A | #N/A | #N/A | #N/A | #N/A | #N/A | #N/A | #N/A | #N/A | #N/A | #N/A | #N/A | #N/A | #N/A | #N/A | #N/A | #N/A | #N/A | #N/A | #N/A | #N/A | #N/A | #N/A | #N/A | #N/A | #N/A | #N/A | #N/A | #N/A | #N/A | #N/A | #N/A | #N/A | #N/A | #N/A | #N/A | #N/A | #N/A | #N/A | #N/A | #N/A | #N/A | #N/A | #N/A | #N/A | #N/A | #N/A | #N/A | #N/A | #N/A | #N/A | #N/A | #N/A | #N/A | #N/A | #N/A | #N/A | #N/A | #N/A | #N/A
0 | #N/A | #N/A | #N/A | #N/A | #N/A | #N/A | #N/A | #N/A | #N/A | #N/A | #N/A | #N/A | #N/A | #N/A | #N/A | #N/A | #N/A | #N/A | #N/A | #N/A | #N/A | #N/A | #N/A | #N/A | #N/A | #N/A | #N/A | #N/A | #N/A | #N/A | #N/A | #N/A | #N/A | #N/A | #N/A | #N/A | #N/A | #N/A | #N/A | #N/A | #N/A | #N/A | #N/A | #N/A | #N/A | #N/A | #N/A | #N/A | #N/A | #N/A | #N/A | #N/A | #N/A | #N/A | #N/A | #N/A | #N/A | #N/A | #N/A | #N/A | #N/A | #N/A | #N/A | #N/A | #N/A | #N/A | #N/A | #N/A | #N/A | #N/A | #N/A | #N/A | #N/A | #N/A | #N/A | #N/A | #N/A | #N/A | #N/A | #N/A | #N/A | #N/A | #N/A | #N/A | #N/A | #N/A | #N/A | #N/A | #N/A | #N/A | #N/A | #N/A | #N/A | #N/A | #N/A | #N/A | #N/A | #N/A | #N/A | #N/A
0 | #N/A | #N/A | #N/A | #N/A | #N/A | #N/A | #N/A | #N/A | #N/A | #N/A | #N/A | #N/A | #N/A | #N/A | #N/A | #N/A | #N/A | #N/A | #N/A | #N/A | #N/A | #N/A | #N/A | #N/A | #N/A | #N/A | #N/A | #N/A | #N/A | #N/A | #N/A | #N/A | #N/A | #N/A | #N/A | #N/A | #N/A | #N/A | #N/A | #N/A | #N/A | #N/A | #N/A | #N/A | #N/A | #N/A | #N/A | #N/A | #N/A | #N/A | #N/A | #N/A | #N/A | #N/A | #N/A | #N/A | #N/A | #N/A | #N/A | #N/A | #N/A | #N/A | #N/A | #N/A | #N/A | #N/A | #N/A | #N/A | #N/A | #N/A | #N/A | #N/A | #N/A | #N/A | #N/A | #N/A | #N/A | #N/A | #N/A | #N/A | #N/A | #N/A | #N/A | #N/A | #N/A | #N/A | #N/A | #N/A | #N/A | #N/A | #N/A | #N/A | #N/A | #N/A | #N/A | #N/A | #N/A | #N/A | #N/A | #N/A
0 | #N/A | #N/A | #N/A | #N/A | #N/A | #N/A | #N/A | #N/A | #N/A | #N/A | #N/A | #N/A | #N/A | #N/A | #N/A | #N/A | #N/A | #N/A | #N/A | #N/A | #N/A | #N/A | #N/A | #N/A | #N/A | #N/A | #N/A | #N/A | #N/A | #N/A | #N/A | #N/A | #N/A | #N/A | #N/A | #N/A | #N/A | #N/A | #N/A | #N/A | #N/A | #N/A | #N/A | #N/A | #N/A | #N/A | #N/A | #N/A | #N/A | #N/A | #N/A | #N/A | #N/A | #N/A | #N/A | #N/A | #N/A | #N/A | #N/A | #N/A | #N/A | #N/A | #N/A | #N/A | #N/A | #N/A | #N/A | #N/A | #N/A | #N/A | #N/A | #N/A | #N/A | #N/A | #N/A | #N/A | #N/A | #N/A | #N/A | #N/A | #N/A | #N/A | #N/A | #N/A | #N/A | #N/A | #N/A | #N/A | #N/A | #N/A | #N/A | #N/A | #N/A | #N/A | #N/A | #N/A | #N/A | #N/A | #N/A | #N/A
0 | #N/A | #N/A | #N/A | #N/A | #N/A | #N/A | #N/A | #N/A | #N/A | #N/A | #N/A | #N/A | #N/A | #N/A | #N/A | #N/A | #N/A | #N/A | #N/A | #N/A | #N/A | #N/A | #N/A | #N/A | #N/A | #N/A | #N/A | #N/A | #N/A | #N/A | #N/A | #N/A | #N/A | #N/A | #N/A | #N/A | #N/A | #N/A | #N/A | #N/A | #N/A | #N/A | #N/A | #N/A | #N/A | #N/A | #N/A | #N/A | #N/A | #N/A | #N/A | #N/A | #N/A | #N/A | #N/A | #N/A | #N/A | #N/A | #N/A | #N/A | #N/A | #N/A | #N/A | #N/A | #N/A | #N/A | #N/A | #N/A | #N/A | #N/A | #N/A | #N/A | #N/A | #N/A | #N/A | #N/A | #N/A | #N/A | #N/A | #N/A | #N/A | #N/A | #N/A | #N/A | #N/A | #N/A | #N/A | #N/A | #N/A | #N/A | #N/A | #N/A | #N/A | #N/A | #N/A | #N/A | #N/A | #N/A | #N/A | #N/A
0 | #N/A | #N/A | #N/A | #N/A | #N/A | #N/A | #N/A | #N/A | #N/A | #N/A | #N/A | #N/A | #N/A | #N/A | #N/A | #N/A | #N/A | #N/A | #N/A | #N/A | #N/A | #N/A | #N/A | #N/A | #N/A | #N/A | #N/A | #N/A | #N/A | #N/A | #N/A | #N/A | #N/A | #N/A | #N/A | #N/A | #N/A | #N/A | #N/A | #N/A | #N/A | #N/A | #N/A | #N/A | #N/A | #N/A | #N/A | #N/A | #N/A | #N/A | #N/A | #N/A | #N/A | #N/A | #N/A | #N/A | #N/A | #N/A | #N/A | #N/A | #N/A | #N/A | #N/A | #N/A | #N/A | #N/A | #N/A | #N/A | #N/A | #N/A | #N/A | #N/A | #N/A | #N/A | #N/A | #N/A | #N/A | #N/A | #N/A | #N/A | #N/A | #N/A | #N/A | #N/A | #N/A | #N/A | #N/A | #N/A | #N/A | #N/A | #N/A | #N/A | #N/A | #N/A | #N/A | #N/A | #N/A | #N/A | #N/A | #N/A
0 | #N/A | #N/A | #N/A | #N/A | #N/A | #N/A | #N/A | #N/A | #N/A | #N/A | #N/A | #N/A | #N/A | #N/A | #N/A | #N/A | #N/A | #N/A | #N/A | #N/A | #N/A | #N/A | #N/A | #N/A | #N/A | #N/A | #N/A | #N/A | #N/A | #N/A | #N/A | #N/A | #N/A | #N/A | #N/A | #N/A | #N/A | #N/A | #N/A | #N/A | #N/A | #N/A | #N/A | #N/A | #N/A | #N/A | #N/A | #N/A | #N/A | #N/A | #N/A | #N/A | #N/A | #N/A | #N/A | #N/A | #N/A | #N/A | #N/A | #N/A | #N/A | #N/A | #N/A | #N/A | #N/A | #N/A | #N/A | #N/A | #N/A | #N/A | #N/A | #N/A | #N/A | #N/A | #N/A | #N/A | #N/A | #N/A | #N/A | #N/A | #N/A | #N/A | #N/A | #N/A | #N/A | #N/A | #N/A | #N/A | #N/A | #N/A | #N/A | #N/A | #N/A | #N/A | #N/A | #N/A | #N/A | #N/A | #N/A | #N/A
0 | #N/A | #N/A | #N/A | #N/A | #N/A | #N/A | #N/A | #N/A | #N/A | #N/A | #N/A | #N/A | #N/A | #N/A | #N/A | #N/A | #N/A | #N/A | #N/A | #N/A | #N/A | #N/A | #N/A | #N/A | #N/A | #N/A | #N/A | #N/A | #N/A | #N/A | #N/A | #N/A | #N/A | #N/A | #N/A | #N/A | #N/A | #N/A | #N/A | #N/A | #N/A | #N/A | #N/A | #N/A | #N/A | #N/A | #N/A | #N/A | #N/A | #N/A | #N/A | #N/A | #N/A | #N/A | #N/A | #N/A | #N/A | #N/A | #N/A | #N/A | #N/A | #N/A | #N/A | #N/A | #N/A | #N/A | #N/A | #N/A | #N/A | #N/A | #N/A | #N/A | #N/A | #N/A | #N/A | #N/A | #N/A | #N/A | #N/A | #N/A | #N/A | #N/A | #N/A | #N/A | #N/A | #N/A | #N/A | #N/A | #N/A | #N/A | #N/A | #N/A | #N/A | #N/A | #N/A | #N/A | #N/A | #N/A | #N/A | #N/A
0 | #N/A | #N/A | #N/A | #N/A | #N/A | #N/A | #N/A | #N/A | #N/A | #N/A | #N/A | #N/A | #N/A | #N/A | #N/A | #N/A | #N/A | #N/A | #N/A | #N/A | #N/A | #N/A | #N/A | #N/A | #N/A | #N/A | #N/A | #N/A | #N/A | #N/A | #N/A | #N/A | #N/A | #N/A | #N/A | #N/A | #N/A | #N/A | #N/A | #N/A | #N/A | #N/A | #N/A | #N/A | #N/A | #N/A | #N/A | #N/A | #N/A | #N/A | #N/A | #N/A | #N/A | #N/A | #N/A | #N/A | #N/A | #N/A | #N/A | #N/A | #N/A | #N/A | #N/A | #N/A | #N/A | #N/A | #N/A | #N/A | #N/A | #N/A | #N/A | #N/A | #N/A | #N/A | #N/A | #N/A | #N/A | #N/A | #N/A | #N/A | #N/A | #N/A | #N/A | #N/A | #N/A | #N/A | #N/A | #N/A | #N/A | #N/A | #N/A | #N/A | #N/A | #N/A | #N/A | #N/A | #N/A | #N/A | #N/A | #N/A
0 | #N/A | #N/A | #N/A | #N/A | #N/A | #N/A | #N/A | #N/A | #N/A | #N/A | #N/A | #N/A | #N/A | #N/A | #N/A | #N/A | #N/A | #N/A | #N/A | #N/A | #N/A | #N/A | #N/A | #N/A | #N/A | #N/A | #N/A | #N/A | #N/A | #N/A | #N/A | #N/A | #N/A | #N/A | #N/A | #N/A | #N/A | #N/A | #N/A | #N/A | #N/A | #N/A | #N/A | #N/A | #N/A | #N/A | #N/A | #N/A | #N/A | #N/A | #N/A | #N/A | #N/A | #N/A | #N/A | #N/A | #N/A | #N/A | #N/A | #N/A | #N/A | #N/A | #N/A | #N/A | #N/A | #N/A | #N/A | #N/A | #N/A | #N/A | #N/A | #N/A | #N/A | #N/A | #N/A | #N/A | #N/A | #N/A | #N/A | #N/A | #N/A | #N/A | #N/A | #N/A | #N/A | #N/A | #N/A | #N/A | #N/A | #N/A | #N/A | #N/A | #N/A | #N/A | #N/A | #N/A | #N/A | #N/A | #N/A | #N/A
0 | #N/A | #N/A | #N/A | #N/A | #N/A | #N/A | #N/A | #N/A | #N/A | #N/A | #N/A | #N/A | #N/A | #N/A | #N/A | #N/A | #N/A | #N/A | #N/A | #N/A | #N/A | #N/A | #N/A | #N/A | #N/A | #N/A | #N/A | #N/A | #N/A | #N/A | #N/A | #N/A | #N/A | #N/A | #N/A | #N/A | #N/A | #N/A | #N/A | #N/A | #N/A | #N/A | #N/A | #N/A | #N/A | #N/A | #N/A | #N/A | #N/A | #N/A | #N/A | #N/A | #N/A | #N/A | #N/A | #N/A | #N/A | #N/A | #N/A | #N/A | #N/A | #N/A | #N/A | #N/A | #N/A | #N/A | #N/A | #N/A | #N/A | #N/A | #N/A | #N/A | #N/A | #N/A | #N/A | #N/A | #N/A | #N/A | #N/A | #N/A | #N/A | #N/A | #N/A | #N/A | #N/A | #N/A | #N/A | #N/A | #N/A | #N/A | #N/A | #N/A | #N/A | #N/A | #N/A | #N/A | #N/A | #N/A | #N/A | #N/A
0 | #N/A | #N/A | #N/A | #N/A | #N/A | #N/A | #N/A | #N/A | #N/A | #N/A | #N/A | #N/A | #N/A | #N/A | #N/A | #N/A | #N/A | #N/A | #N/A | #N/A | #N/A | #N/A | #N/A | #N/A | #N/A | #N/A | #N/A | #N/A | #N/A | #N/A | #N/A | #N/A | #N/A | #N/A | #N/A | #N/A | #N/A | #N/A | #N/A | #N/A | #N/A | #N/A | #N/A | #N/A | #N/A | #N/A | #N/A | #N/A | #N/A | #N/A | #N/A | #N/A | #N/A | #N/A | #N/A | #N/A | #N/A | #N/A | #N/A | #N/A | #N/A | #N/A | #N/A | #N/A | #N/A | #N/A | #N/A | #N/A | #N/A | #N/A | #N/A | #N/A | #N/A | #N/A | #N/A | #N/A | #N/A | #N/A | #N/A | #N/A | #N/A | #N/A | #N/A | #N/A | #N/A | #N/A | #N/A | #N/A | #N/A | #N/A | #N/A | #N/A | #N/A | #N/A | #N/A | #N/A | #N/A | #N/A | #N/A | #N/A
0 | #N/A | #N/A | #N/A | #N/A | #N/A | #N/A | #N/A | #N/A | #N/A | #N/A | #N/A | #N/A | #N/A | #N/A | #N/A | #N/A | #N/A | #N/A | #N/A | #N/A | #N/A | #N/A | #N/A | #N/A | #N/A | #N/A | #N/A | #N/A | #N/A | #N/A | #N/A | #N/A | #N/A | #N/A | #N/A | #N/A | #N/A | #N/A | #N/A | #N/A | #N/A | #N/A | #N/A | #N/A | #N/A | #N/A | #N/A | #N/A | #N/A | #N/A | #N/A | #N/A | #N/A | #N/A | #N/A | #N/A | #N/A | #N/A | #N/A | #N/A | #N/A | #N/A | #N/A | #N/A | #N/A | #N/A | #N/A | #N/A | #N/A | #N/A | #N/A | #N/A | #N/A | #N/A | #N/A | #N/A | #N/A | #N/A | #N/A | #N/A | #N/A | #N/A | #N/A | #N/A | #N/A | #N/A | #N/A | #N/A | #N/A | #N/A | #N/A | #N/A | #N/A | #N/A | #N/A | #N/A | #N/A | #N/A | #N/A | #N/A
0 | #N/A | #N/A | #N/A | #N/A | #N/A | #N/A | #N/A | #N/A | #N/A | #N/A | #N/A | #N/A | #N/A | #N/A | #N/A | #N/A | #N/A | #N/A | #N/A | #N/A | #N/A | #N/A | #N/A | #N/A | #N/A | #N/A | #N/A | #N/A | #N/A | #N/A | #N/A | #N/A | #N/A | #N/A | #N/A | #N/A | #N/A | #N/A | #N/A | #N/A | #N/A | #N/A | #N/A | #N/A | #N/A | #N/A | #N/A | #N/A | #N/A | #N/A | #N/A | #N/A | #N/A | #N/A | #N/A | #N/A | #N/A | #N/A | #N/A | #N/A | #N/A | #N/A | #N/A | #N/A | #N/A | #N/A | #N/A | #N/A | #N/A | #N/A | #N/A | #N/A | #N/A | #N/A | #N/A | #N/A | #N/A | #N/A | #N/A | #N/A | #N/A | #N/A | #N/A | #N/A | #N/A | #N/A | #N/A | #N/A | #N/A | #N/A | #N/A | #N/A | #N/A | #N/A | #N/A | #N/A | #N/A | #N/A | #N/A | #N/A
0 | #N/A | #N/A | #N/A | #N/A | #N/A | #N/A | #N/A | #N/A | #N/A | #N/A | #N/A | #N/A | #N/A | #N/A | #N/A | #N/A | #N/A | #N/A | #N/A | #N/A | #N/A | #N/A | #N/A | #N/A | #N/A | #N/A | #N/A | #N/A | #N/A | #N/A | #N/A | #N/A | #N/A | #N/A | #N/A | #N/A | #N/A | #N/A | #N/A | #N/A | #N/A | #N/A | #N/A | #N/A | #N/A | #N/A | #N/A | #N/A | #N/A | #N/A | #N/A | #N/A | #N/A | #N/A | #N/A | #N/A | #N/A | #N/A | #N/A | #N/A | #N/A | #N/A | #N/A | #N/A | #N/A | #N/A | #N/A | #N/A | #N/A | #N/A | #N/A | #N/A | #N/A | #N/A | #N/A | #N/A | #N/A | #N/A | #N/A | #N/A | #N/A | #N/A | #N/A | #N/A | #N/A | #N/A | #N/A | #N/A | #N/A | #N/A | #N/A | #N/A | #N/A | #N/A | #N/A | #N/A | #N/A | #N/A | #N/A | #N/A
0 | #N/A | #N/A | #N/A | #N/A | #N/A | #N/A | #N/A | #N/A | #N/A | #N/A | #N/A | #N/A | #N/A | #N/A | #N/A | #N/A | #N/A | #N/A | #N/A | #N/A | #N/A | #N/A | #N/A | #N/A | #N/A | #N/A | #N/A | #N/A | #N/A | #N/A | #N/A | #N/A | #N/A | #N/A | #N/A | #N/A | #N/A | #N/A | #N/A | #N/A | #N/A | #N/A | #N/A | #N/A | #N/A | #N/A | #N/A | #N/A | #N/A | #N/A | #N/A | #N/A | #N/A | #N/A | #N/A | #N/A | #N/A | #N/A | #N/A | #N/A | #N/A | #N/A | #N/A | #N/A | #N/A | #N/A | #N/A | #N/A | #N/A | #N/A | #N/A | #N/A | #N/A | #N/A | #N/A | #N/A | #N/A | #N/A | #N/A | #N/A | #N/A | #N/A | #N/A | #N/A | #N/A | #N/A | #N/A | #N/A | #N/A | #N/A | #N/A | #N/A | #N/A | #N/A | #N/A | #N/A | #N/A | #N/A | #N/A | #N/A
0 | #N/A | #N/A | #N/A | #N/A | #N/A | #N/A | #N/A | #N/A | #N/A | #N/A | #N/A | #N/A | #N/A | #N/A | #N/A | #N/A | #N/A | #N/A | #N/A | #N/A | #N/A | #N/A | #N/A | #N/A | #N/A | #N/A | #N/A | #N/A | #N/A | #N/A | #N/A | #N/A | #N/A | #N/A | #N/A | #N/A | #N/A | #N/A | #N/A | #N/A | #N/A | #N/A | #N/A | #N/A | #N/A | #N/A | #N/A | #N/A | #N/A | #N/A | #N/A | #N/A | #N/A | #N/A | #N/A | #N/A | #N/A | #N/A | #N/A | #N/A | #N/A | #N/A | #N/A | #N/A | #N/A | #N/A | #N/A | #N/A | #N/A | #N/A | #N/A | #N/A | #N/A | #N/A | #N/A | #N/A | #N/A | #N/A | #N/A | #N/A | #N/A | #N/A | #N/A | #N/A | #N/A | #N/A | #N/A | #N/A | #N/A | #N/A | #N/A | #N/A | #N/A | #N/A | #N/A | #N/A | #N/A | #N/A | #N/A | #N/A
0 | #N/A | #N/A | #N/A | #N/A | #N/A | #N/A | #N/A | #N/A | #N/A | #N/A | #N/A | #N/A | #N/A | #N/A | #N/A | #N/A | #N/A | #N/A | #N/A | #N/A | #N/A | #N/A | #N/A | #N/A | #N/A | #N/A | #N/A | #N/A | #N/A | #N/A | #N/A | #N/A | #N/A | #N/A | #N/A | #N/A | #N/A | #N/A | #N/A | #N/A | #N/A | #N/A | #N/A | #N/A | #N/A | #N/A | #N/A | #N/A | #N/A | #N/A | #N/A | #N/A | #N/A | #N/A | #N/A | #N/A | #N/A | #N/A | #N/A | #N/A | #N/A | #N/A | #N/A | #N/A | #N/A | #N/A | #N/A | #N/A | #N/A | #N/A | #N/A | #N/A | #N/A | #N/A | #N/A | #N/A | #N/A | #N/A | #N/A | #N/A | #N/A | #N/A | #N/A | #N/A | #N/A | #N/A | #N/A | #N/A | #N/A | #N/A | #N/A | #N/A | #N/A | #N/A | #N/A | #N/A | #N/A | #N/A | #N/A | #N/A
0 | #N/A | #N/A | #N/A | #N/A | #N/A | #N/A | #N/A | #N/A | #N/A | #N/A | #N/A | #N/A | #N/A | #N/A | #N/A | #N/A | #N/A | #N/A | #N/A | #N/A | #N/A | #N/A | #N/A | #N/A | #N/A | #N/A | #N/A | #N/A | #N/A | #N/A | #N/A | #N/A | #N/A | #N/A | #N/A | #N/A | #N/A | #N/A | #N/A | #N/A | #N/A | #N/A | #N/A | #N/A | #N/A | #N/A | #N/A | #N/A | #N/A | #N/A | #N/A | #N/A | #N/A | #N/A | #N/A | #N/A | #N/A | #N/A | #N/A | #N/A | #N/A | #N/A | #N/A | #N/A | #N/A | #N/A | #N/A | #N/A | #N/A | #N/A | #N/A | #N/A | #N/A | #N/A | #N/A | #N/A | #N/A | #N/A | #N/A | #N/A | #N/A | #N/A | #N/A | #N/A | #N/A | #N/A | #N/A | #N/A | #N/A | #N/A | #N/A | #N/A | #N/A | #N/A | #N/A | #N/A | #N/A | #N/A | #N/A | #N/A
0 | #N/A | #N/A | #N/A | #N/A | #N/A | #N/A | #N/A | #N/A | #N/A | #N/A | #N/A | #N/A | #N/A | #N/A | #N/A | #N/A | #N/A | #N/A | #N/A | #N/A | #N/A | #N/A | #N/A | #N/A | #N/A | #N/A | #N/A | #N/A | #N/A | #N/A | #N/A | #N/A | #N/A | #N/A | #N/A | #N/A | #N/A | #N/A | #N/A | #N/A | #N/A | #N/A | #N/A | #N/A | #N/A | #N/A | #N/A | #N/A | #N/A | #N/A | #N/A | #N/A | #N/A | #N/A | #N/A | #N/A | #N/A | #N/A | #N/A | #N/A | #N/A | #N/A | #N/A | #N/A | #N/A | #N/A | #N/A | #N/A | #N/A | #N/A | #N/A | #N/A | #N/A | #N/A | #N/A | #N/A | #N/A | #N/A | #N/A | #N/A | #N/A | #N/A | #N/A | #N/A | #N/A | #N/A | #N/A | #N/A | #N/A | #N/A | #N/A | #N/A | #N/A | #N/A | #N/A | #N/A | #N/A | #N/A | #N/A | #N/A
0 | #N/A | #N/A | #N/A | #N/A | #N/A | #N/A | #N/A | #N/A | #N/A | #N/A | #N/A | #N/A | #N/A | #N/A | #N/A | #N/A | #N/A | #N/A | #N/A | #N/A | #N/A | #N/A | #N/A | #N/A | #N/A | #N/A | #N/A | #N/A | #N/A | #N/A | #N/A | #N/A | #N/A | #N/A | #N/A | #N/A | #N/A | #N/A | #N/A | #N/A | #N/A | #N/A | #N/A | #N/A | #N/A | #N/A | #N/A | #N/A | #N/A | #N/A | #N/A | #N/A | #N/A | #N/A | #N/A | #N/A | #N/A | #N/A | #N/A | #N/A | #N/A | #N/A | #N/A | #N/A | #N/A | #N/A | #N/A | #N/A | #N/A | #N/A | #N/A | #N/A | #N/A | #N/A | #N/A | #N/A | #N/A | #N/A | #N/A | #N/A | #N/A | #N/A | #N/A | #N/A | #N/A | #N/A | #N/A | #N/A | #N/A | #N/A | #N/A | #N/A | #N/A | #N/A | #N/A | #N/A | #N/A | #N/A | #N/A | #N/A
0 | #N/A | #N/A | #N/A | #N/A | #N/A | #N/A | #N/A | #N/A | #N/A | #N/A | #N/A | #N/A | #N/A | #N/A | #N/A | #N/A | #N/A | #N/A | #N/A | #N/A | #N/A | #N/A | #N/A | #N/A | #N/A | #N/A | #N/A | #N/A | #N/A | #N/A | #N/A | #N/A | #N/A | #N/A | #N/A | #N/A | #N/A | #N/A | #N/A | #N/A | #N/A | #N/A | #N/A | #N/A | #N/A | #N/A | #N/A | #N/A | #N/A | #N/A | #N/A | #N/A | #N/A | #N/A | #N/A | #N/A | #N/A | #N/A | #N/A | #N/A | #N/A | #N/A | #N/A | #N/A | #N/A | #N/A | #N/A | #N/A | #N/A | #N/A | #N/A | #N/A | #N/A | #N/A | #N/A | #N/A | #N/A | #N/A | #N/A | #N/A | #N/A | #N/A | #N/A | #N/A | #N/A | #N/A | #N/A | #N/A | #N/A | #N/A | #N/A | #N/A | #N/A | #N/A | #N/A | #N/A | #N/A | #N/A | #N/A | #N/A
0 | #N/A | #N/A | #N/A | #N/A | #N/A | #N/A | #N/A | #N/A | #N/A | #N/A | #N/A | #N/A | #N/A | #N/A | #N/A | #N/A | #N/A | #N/A | #N/A | #N/A | #N/A | #N/A | #N/A | #N/A | #N/A | #N/A | #N/A | #N/A | #N/A | #N/A | #N/A | #N/A | #N/A | #N/A | #N/A | #N/A | #N/A | #N/A | #N/A | #N/A | #N/A | #N/A | #N/A | #N/A | #N/A | #N/A | #N/A | #N/A | #N/A | #N/A | #N/A | #N/A | #N/A | #N/A | #N/A | #N/A | #N/A | #N/A | #N/A | #N/A | #N/A | #N/A | #N/A | #N/A | #N/A | #N/A | #N/A | #N/A | #N/A | #N/A | #N/A | #N/A | #N/A | #N/A | #N/A | #N/A | #N/A | #N/A | #N/A | #N/A | #N/A | #N/A | #N/A | #N/A | #N/A | #N/A | #N/A | #N/A | #N/A | #N/A | #N/A | #N/A | #N/A | #N/A | #N/A | #N/A | #N/A | #N/A | #N/A | #N/A
0 | #N/A | #N/A | #N/A | #N/A | #N/A | #N/A | #N/A | #N/A | #N/A | #N/A | #N/A | #N/A | #N/A | #N/A | #N/A | #N/A | #N/A | #N/A | #N/A | #N/A | #N/A | #N/A | #N/A | #N/A | #N/A | #N/A | #N/A | #N/A | #N/A | #N/A | #N/A | #N/A | #N/A | #N/A | #N/A | #N/A | #N/A | #N/A | #N/A | #N/A | #N/A | #N/A | #N/A | #N/A | #N/A | #N/A | #N/A | #N/A | #N/A | #N/A | #N/A | #N/A | #N/A | #N/A | #N/A | #N/A | #N/A | #N/A | #N/A | #N/A | #N/A | #N/A | #N/A | #N/A | #N/A | #N/A | #N/A | #N/A | #N/A | #N/A | #N/A | #N/A | #N/A | #N/A | #N/A | #N/A | #N/A | #N/A | #N/A | #N/A | #N/A | #N/A | #N/A | #N/A | #N/A | #N/A | #N/A | #N/A | #N/A | #N/A | #N/A | #N/A | #N/A | #N/A | #N/A | #N/A | #N/A | #N/A | #N/A | #N/A

## Sag Calculations
Type 7 | [9 empty] | Sag Summary
Area | Perimeter | h-orifice | h-weir | Controlling h | [6 empty] | controlling h
#N/A | #N/A | #N/A | #N/A | #N/A | [5 empty] | Type 7 | #N/A
[10 empty] | #N/A | #N/A
P-12 and N-12
flow depth | X | % of grate | effective Head | Base h/L | C* | Qbase | Side L | side h/L | C* | Qside | Qweir | eff. Orifice Area | Qorifice | hweir | h orifice | Structural depth
0 | #N/A | #N/A | #N/A | #N/A | #N/A | #N/A | #N/A | #N/A | #N/A | #N/A | 0 | #N/A | #N/A | #N/A | #N/A | #N/A
#N/A | #N/A | #N/A | #N/A | #N/A | #N/A | #N/A | #N/A | #N/A | #N/A | #N/A | #N/A | #N/A | #N/A
#N/A | #N/A | #N/A | #N/A | #N/A | #N/A | #N/A | #N/A | #N/A | #N/A | #N/A | #N/A | #N/A | #N/A
#N/A | #N/A | #N/A | #N/A | #N/A | #N/A | #N/A | #N/A | #N/A | #N/A | #N/A | #N/A | #N/A | #N/A
#N/A | #N/A | #N/A | #N/A | #N/A | #N/A | #N/A | #N/A | #N/A | #N/A | #N/A | #N/A | #N/A | #N/A
#N/A | #N/A | #N/A | #N/A | #N/A | #N/A | #N/A | #N/A | #N/A | #N/A | #N/A | #N/A | #N/A | #N/A
#N/A | #N/A | #N/A | #N/A | #N/A | #N/A | #N/A | #N/A | #N/A | #N/A | #N/A | #N/A | #N/A | #N/A
#N/A | #N/A | #N/A | #N/A | #N/A | #N/A | #N/A | #N/A | #N/A | #N/A | #N/A | #N/A | #N/A | #N/A
#N/A | #N/A | #N/A | #N/A | #N/A | #N/A | #N/A | #N/A | #N/A | #N/A | #N/A | #N/A | #N/A | #N/A
#N/A | #N/A | #N/A | #N/A | #N/A | #N/A | #N/A | #N/A | #N/A | #N/A | #N/A | #N/A | #N/A | #N/A
#N/A | #N/A | #N/A | #N/A | #N/A | #N/A | #N/A | #N/A | #N/A | #N/A | #N/A | #N/A | #N/A | #N/A
#N/A | #N/A | #N/A | #N/A | #N/A | #N/A | #N/A | #N/A | #N/A | #N/A | #N/A | #N/A | #N/A | #N/A
#N/A | #N/A | #N/A | #N/A | #N/A | #N/A | #N/A | #N/A | #N/A | #N/A | #N/A | #N/A | #N/A | #N/A
#N/A | #N/A | #N/A | #N/A | #N/A | #N/A | #N/A | #N/A | #N/A | #N/A | #N/A | #N/A | #N/A | #N/A
#N/A | #N/A | #N/A | #N/A | #N/A | #N/A | #N/A | #N/A | #N/A | #N/A | #N/A | #N/A | #N/A | #N/A
#N/A | #N/A | #N/A | #N/A | #N/A | #N/A | #N/A | #N/A | #N/A | #N/A | #N/A | #N/A | #N/A | #N/A
#N/A | #N/A | #N/A | #N/A | #N/A | #N/A | #N/A | #N/A | #N/A | #N/A | #N/A | #N/A | #N/A | #N/A
#N/A | #N/A | #N/A | #N/A | #N/A | #N/A | #N/A | #N/A | #N/A | #N/A | #N/A | #N/A | #N/A | #N/A

## Flow and depth summary
| No berms | [5 empty] | Berm | [5 empty] | Sag
| Type 7 |  |  | P-12 and N-12 |  |  | Type 7 |  |  | P-12 and N-12 |  |  | Type 7 | P-12 and N-12
Str. # | h (ft) | Qi (cfs) | Qb (cfs) | h (ft) | Qi (cfs) | Qb (cfs) | h (ft) | Qi (cfs) | Qb (cfs) | h (ft) | Qi (cfs) | Qb (cfs) | h (ft) | h (ft)
0 | #N/A | #N/A | #N/A | #N/A | #N/A | #N/A | #N/A | #N/A | #N/A | #N/A | #N/A | #N/A
0 | #N/A | #N/A | #N/A | #N/A | #N/A | #N/A | #N/A | #N/A | #N/A | #N/A | #N/A | #N/A
0 | #N/A | #N/A | #N/A | #N/A | #N/A | #N/A | #N/A | #N/A | #N/A | #N/A | #N/A | #N/A
0 | #N/A | #N/A | #N/A | #N/A | #N/A | #N/A | #N/A | #N/A | #N/A | #N/A | #N/A | #N/A
0 | #N/A | #N/A | #N/A | #N/A | #N/A | #N/A | #N/A | #N/A | #N/A | #N/A | #N/A | #N/A
0 | #N/A | #N/A | #N/A | #N/A | #N/A | #N/A | #N/A | #N/A | #N/A | #N/A | #N/A | #N/A
0 | #N/A | #N/A | #N/A | #N/A | #N/A | #N/A | #N/A | #N/A | #N/A | #N/A | #N/A | #N/A
0 | #N/A | #N/A | #N/A | #N/A | #N/A | #N/A | #N/A | #N/A | #N/A | #N/A | #N/A | #N/A
0 | #N/A | #N/A | #N/A | #N/A | #N/A | #N/A | #N/A | #N/A | #N/A | #N/A | #N/A | #N/A
0 | #N/A | #N/A | #N/A | #N/A | #N/A | #N/A | #N/A | #N/A | #N/A | #N/A | #N/A | #N/A
0 | #N/A | #N/A | #N/A | #N/A | #N/A | #N/A | #N/A | #N/A | #N/A | #N/A | #N/A | #N/A
0 | #N/A | #N/A | #N/A | #N/A | #N/A | #N/A | #N/A | #N/A | #N/A | #N/A | #N/A | #N/A
0 | #N/A | #N/A | #N/A | #N/A | #N/A | #N/A | #N/A | #N/A | #N/A | #N/A | #N/A | #N/A
0 | #N/A | #N/A | #N/A | #N/A | #N/A | #N/A | #N/A | #N/A | #N/A | #N/A | #N/A | #N/A
0 | #N/A | #N/A | #N/A | #N/A | #N/A | #N/A | #N/A | #N/A | #N/A | #N/A | #N/A | #N/A
0 | #N/A | #N/A | #N/A | #N/A | #N/A | #N/A | #N/A | #N/A | #N/A | #N/A | #N/A | #N/A
0 | #N/A | #N/A | #N/A | #N/A | #N/A | #N/A | #N/A | #N/A | #N/A | #N/A | #N/A | #N/A
0 | #N/A | #N/A | #N/A | #N/A | #N/A | #N/A | #N/A | #N/A | #N/A | #N/A | #N/A | #N/A
0 | #N/A | #N/A | #N/A | #N/A | #N/A | #N/A | #N/A | #N/A | #N/A | #N/A | #N/A | #N/A
0 | #N/A | #N/A | #N/A | #N/A | #N/A | #N/A | #N/A | #N/A | #N/A | #N/A | #N/A | #N/A
0 | #N/A | #N/A | #N/A | #N/A | #N/A | #N/A | #N/A | #N/A | #N/A | #N/A | #N/A | #N/A
0 | #N/A | #N/A | #N/A | #N/A | #N/A | #N/A | #N/A | #N/A | #N/A | #N/A | #N/A | #N/A
0 | #N/A | #N/A | #N/A | #N/A | #N/A | #N/A | #N/A | #N/A | #N/A | #N/A | #N/A | #N/A
0 | #N/A | #N/A | #N/A | #N/A | #N/A | #N/A | #N/A | #N/A | #N/A | #N/A | #N/A | #N/A
0 | #N/A | #N/A | #N/A | #N/A | #N/A | #N/A | #N/A | #N/A | #N/A | #N/A | #N/A | #N/A
0 | #N/A | #N/A | #N/A | #N/A | #N/A | #N/A | #N/A | #N/A | #N/A | #N/A | #N/A | #N/A
0 | #N/A | #N/A | #N/A | #N/A | #N/A | #N/A | #N/A | #N/A | #N/A | #N/A | #N/A | #N/A

## Bypass
Structure number | bypass flow
0 | 0
0 | 0
0 | 0
0 | 0
0 | 0
0 | 0
0 | 0
0 | 0
0 | 0
0 | 0
0 | 0
0 | 0
0 | 0
0 | 0
0 | 0
0 | 0
0 | 0
0 | 0
0 | 0
0 | 0
0 | 0
0 | 0
0 | 0
0 | 0
0 | 0
0 | 0
0 | 0